## Mozambique Raw Database, 2020 (hidden)
Asset No | Asset Type Transformer (TRFR), Series Reactor (SReact), Shunt Reactor (ShReact), Capacitor Bank (Cap) |  |  | Location North (N) or South (S) | Substation | Substation Co-ordinates X | Substation Co-ordinates Y | Unit | Capacity MVA, MVAR | HV (kV) | LV Secondary (kV) | LV Tertiary (kV) | Year of Manufacture (eg 2002) | Unit Replacement Cost (MZ000's) |  | Make | Serial No. | Vector group | Neutral Earthing Arrangement, Solid (S), NEC, NER | Comments | Aset Life | Depreciated Value 2017 in MZM000's |  | Remaining Life | Residual ValueMZN000's |  |  | Base de incidencia | Taxa de Amortização | Amortização do Período | Amortizações Acumuladas | Valor contabilistico 2018
HV Tfrfs_001 | Capacitor Bank | Banco de Capacitores | Banco de Capacitores HVT SN: ALTO MOLOCUE | C | ALTO MOLOCUE | 15°39'10.268" | 37°40'14.559" | CAP 1 | 55 | 220 |  |  | 1983 | 1891 | 1891000 | HVT |  |  |  |  | 50 | 669.414 | 669414 | 16 | 94.55 | 94550 | 1221586 | 1796.45 | 2% | 35.929 | 1257.515 | 633.485
HV Tfrfs_002 | Capacitor Bank | Banco de Capacitores | Banco de Capacitores HVT SN: ALTO MOLOCUE | C | ALTO MOLOCUE | 15°39'10.268" | 37°40'14.559" | CAP 1 | 55 | 220 |  |  | 1983 | 1891 | 1891000 | HVT |  |  |  |  | 50 | 669.414 | 669414 | 16 | 94.55 | 94550 | 1221586 | 1796.45 | 2% | 35.929 | 1257.515 | 633.485
HV Tfrfs_003 | Shunt Reactor | Condensador | Condensador 224395 01 SN: CHIBATA | C | CHIBATA | S19ᵒ04'14,02" | E033ᵒ19'31,12" | MATAMBO INCOMER | 15 | 220 |  |  | 1975 | 40828 | 40828000 | 224395 01 |  |  | S |  | 50 | 8247.256 | 8247256 | 8 | 2041.4 | 2041400 | 32580744 | 38786.6 | 2% | 775.732 | 33356.476 | 7471.524
HV Tfrfs_004 | Shunt Reactor | Condensador | Condensador ALSTHOM SN: 224396.01 CHIMUARA | C | CHIMUARA | S17 46 53.12 | E036 24 23.12 | REACTOR 2 | 15 | 33 |  |  | 1976 | 20000 | 20000000 | ALSTHOM | 224396.01 |  |  |  | 50 | 4420 | 4420000 | 9 | 1000 | 1000000 | 15580000 | 19000 | 2% | 380 | 15960 | 4040
HV Tfrfs_005 | Shunt Reactor | Condensador | Condensador ALSTHOM SN: 224564-01 MATAMBO | C | MATAMBO | S16°17'44.07” | E33°30'13.27” |  | 50 | 220 | 36 |  | 1982 | 55100 | 55100000 | ALSTHOM | 224564-01 | DYN1 | S |  | 50 | 18458.5 | 18458500 | 15 | 2755 | 2755000 | 36641500 | 52345 | 2% | 1046.9 | 37688.4 | 17411.6
HV Tfrfs_006 | Shunt Reactor | Condensador | Condensador ALSTHOM SN: 224565-03 CERAMCA | C | CERAMCA | S17 43 18.30 | E036 53 41.38 | REACTOR 1 | 20 | 6.6 |  |  | 1982 | 20000 | 20000000 | ALSTHOM | 224565-03 |  |  |  | 50 | 6700 | 6700000 | 15 | 1000 | 1000000 | 13300000 | 19000 | 2% | 380 | 13680 | 6320
HV Tfrfs_007 | Shunt Reactor | Condensador | Condensador ALSTHOM SN: 224565-02 MOCUBA | C | MOCUBA | S16 49 25.00 | E037 01 35.26 | REACTOR 1 | 20 | 33 |  |  | 1982 | 20000 | 20000000 | ALSTHOM | 224565-02 |  |  |  | 50 | 6700 | 6700000 | 15 | 1000 | 1000000 | 13300000 | 19000 | 2% | 380 | 13680 | 6320
HV Tfrfs_008 | Neutral Grounding Resistance | Resistencia de Aterramento Neutro | Resistencia de Aterramento Neutro JOHNSON & PHILLIPS TRANSFORMERS SN: 5830 BELENE | S | BELENE | S25ᵒ16'34,18" | E33ᵒ15'04,33" | TRFR1 | 10 | 33 | 11 |  | 1968 | 20419 | 20419000 | JOHNSON & PHILLIPS TRANSFORMERS | 5830 | Dy11 | NER |  | 50 | 1408.911 | 1408911 | 1 | 1020.95 | 1020950 | 19010089 | 19398.05 | 2% | 387.961 | 19398.05 | 1020.95
HV Tfrfs_009 | HV Transformer | Transformador | Transformador 18118 SN: CHIMOIO 1 | C | CHIMOIO 1 | S19ᵒ07'46,12" | E033ᵒ29'15,71" | POWER TRFR | 6 | 66 | 6.6 |  | 1948 | 20419 | 20419000 | 18118 |  |  | S |  | 50 | 2960.755 | 2960755 | 5 | 1020.95 | 1020950 | 17458245 | 19398.05 | 2% | 387.961 | 17846.206 | 2572.794
HV Tfrfs_010 | HV Transformer | Transformador | Transformador SN: MANICA OLD SUB | C | MANICA OLD SUB | S18ᵒ56'44,67" | E032ᵒ52'07,58" | POWER TRFR | 10 | 110 | 33 |  | 1959 | 27225 | 27225000 |  |  |  | S |  | 50 | 3947.625 | 3947625 | 5 | 1361.25 | 1361250 | 23277375 | 25863.75 | 2% | 517.275 | 23794.65 | 3430.35
HV Tfrfs_011 | HV Transformer | Transformador | Transformador TF/G64-310 SN: CHIMOIO 1 | C | CHIMOIO 1 | S19ᵒ07'46,12" | E033ᵒ29'15,71" | POWER TRFR | 6 | 66 | 24.6 |  | 1964 | 20419 | 20419000 | TF/G64-310 |  | Yy0 | S |  | 50 | 2960.755 | 2960755 | 5 | 1020.95 | 1020950 | 17458245 | 19398.05 | 2% | 387.961 | 17846.206 | 2572.794
HV Tfrfs_012 | HV Transformer | Transformador | Transformador 4489 SN: MAVITA | C | MAVITA | S19ᵒ07'46,12" | E033ᵒ29'15,71" | POWER TRFR 1 | 0.75 | 22 | 6.6 |  | 1964 | 1525 | 1525000 | 4489 |  | Dy11 | S |  | 50 | 221.125 | 221125 | 5 | 76.25 | 76250 | 1303875 | 1448.75 | 2% | 28.975 | 1332.85 | 192.15
HV Tfrfs_013 | HV Transformer | Transformador | Transformador ? SN: MAVITA | C | MAVITA | S19ᵒ07'46,12" | E033ᵒ29'15,71" | POWER TRFR 2 | 10 | 110 | 22 | 6.6 | 1964 | 27225 | 27225000 | ? |  | YNyn11 | S |  | 50 | 3947.625 | 3947625 | 5 | 1361.25 | 1361250 | 23277375 | 25863.75 | 2% | 517.275 | 23794.65 | 3430.35
HV Tfrfs_014 | HV Transformer | Transformador | Transformador C7314 SN: CHIMOIO 1 | C | CHIMOIO 1 | S19ᵒ07'46,12" | E033ᵒ29'15,71" | POWER TRFR | 4 | 22 | 6.6 |  | 1964 | 20419 | 20419000 | C7314 |  | YND11 | S |  | 50 | 2960.755 | 2960755 | 5 | 1020.95 | 1020950 | 17458245 | 19398.05 | 2% | 387.961 | 17846.206 | 2572.794
HV Tfrfs_015 | HV Transformer | Transformador | Transformador C1636 SN: MESSICA | C | MESSICA | S 18ᵒ59'49,97" | E 033ᵒ02'02,73" | POWER TRFR | 10 | 110 | 22 | 6.6 | 1965 | 27225 | 27225000 | C1636 |  | Yy0-Yd11 | S |  | 50 | 3947.625 | 3947625 | 5 | 1361.25 | 1361250 | 23277375 | 25863.75 | 2% | 517.275 | 23794.65 | 3430.35
HV Tfrfs_016 | HV Transformer | Transformador | Transformador SN: CHICAMBA | C | CHICAMBA | S19ᵒ09'20,82" | E033ᵒ081'43,07" | POWER TRFR | 24 | 110 | 22.4 | 6.6 | 1967 | 34032 | 34032000 |  |  | Yd11 | S |  | 50 | 4934.64 | 4934640 | 5 | 1701.6 | 1701600 | 29097360 | 32330.4 | 2% | 646.608 | 29743.968 | 4288.032
HV Tfrfs_017 | HV Transformer | Transformador | Transformador TRAFO-UNION SN: 81/26810 DONDO | C | DONDO | S 19°36'56,57" | E 034°43'29,06" | TR3 | 20 | 110 | 33KV | 22KV | 1971 | 34032 | 34032000 | TRAFO-UNION | 81/26810 | YyO | S |  | 50 | 4288.032 | 4288032 | 4 | 1701.6 | 1701600 | 29743968 | 32330.4 | 2% | 646.608 | 30390.576 | 3641.424
HV Tfrfs_018 | HV Transformer | Transformador | Transformador 1973 refurb 2013 SN: Se3 | S | Se3 |  |  | 4 | 20 | 33 | 11 |  | 1972 | 20000 | 20000000 | 1973 refurb 2013 |  | 1974 refurb 2013 |  |  | 50 | 2900 | 2900000 | 5 | 1000 | 1000000 | 17100000 | 19000 | 2% | 380 | 17480 | 2520
HV Tfrfs_019 | HV Transformer | Transformador | Transformador 217258.02 SN: CHIBATA | C | CHIBATA | S19ᵒ04'14,02" | E033ᵒ19'31,12" | 220/110 KV TRFR 1 | 30 | 220 | 113 | 18.6 | 1975 | 108991 | 108991000 | 217258.02 |  |  | S |  | 50 | 22016.182 | 22016182 | 8 | 5449.55 | 5449550 | 86974818 | 103541.45 | 2% | 2070.829 | 89045.647 | 19945.353
HV Tfrfs_020 | HV Transformer | Transformador | Transformador 217258.01 SN: CHIBATA | C | CHIBATA | S19ᵒ04'14,02" | E033ᵒ19'31,12" | 220/110 KV TRFR 1 | 30 | 220 | 113 | 18.6 | 1975 | 108991 | 108991000 | 217258.01 |  |  | S |  | 50 | 22016.182 | 22016182 | 8 | 5449.55 | 5449550 | 86974818 | 103541.45 | 2% | 2070.829 | 89045.647 | 19945.353
HV Tfrfs_021 | HV Transformer | Transformador | Transformador 217258.03 SN: CHIBATA | C | CHIBATA | S19ᵒ04'14,02" | E033ᵒ19'31,12" | 220/110 KV TRFR 1 | 30 | 220 | 113 | 18.6 | 1975 | 108991 | 108991000 | 217258.03 |  |  | S |  | 50 | 22016.182 | 22016182 | 8 | 5449.55 | 5449550 | 86974818 | 103541.45 | 2% | 2070.829 | 89045.647 | 19945.353
HV Tfrfs_022 | HV Transformer | Transformador | Transformador 217258.02 SN: CHIBATA | C | CHIBATA | S19ᵒ04'14,02" | E033ᵒ19'31,12" | 220/110 KV TRFR 2 | 30 | 220 | 113 | 18.6 | 1975 | 108991 | 108991000 | 217258.02 |  |  | S |  | 50 | 22016.182 | 22016182 | 8 | 5449.55 | 5449550 | 86974818 | 103541.45 | 2% | 2070.829 | 89045.647 | 19945.353
HV Tfrfs_023 | HV Transformer | Transformador | Transformador 217258.01 SN: CHIBATA | C | CHIBATA | S19ᵒ04'14,02" | E033ᵒ19'31,12" | 220/110 KV TRFR 2 | 30 | 220 | 113 | 18.6 | 1975 | 108991 | 108991000 | 217258.01 |  |  | S |  | 50 | 22016.182 | 22016182 | 8 | 5449.55 | 5449550 | 86974818 | 103541.45 | 2% | 2070.829 | 89045.647 | 19945.353
HV Tfrfs_024 | HV Transformer | Transformador | Transformador LEL9957 SN: CHIMOIO 1 | C | CHIMOIO 1 | S19ᵒ07'46,12" | E033ᵒ29'15,71" | POWER TRFR | 6 | 66 | 6.6 |  | 1975 | 20419 | 20419000 | LEL9957 |  | Yd11 | S |  | 50 | 4124.638 | 4124638 | 8 | 1020.95 | 1020950 | 16294362 | 19398.05 | 2% | 387.961 | 16682.323 | 3736.677
HV Tfrfs_025 | HV Transformer | Transformador | Transformador 217259.02 SN: CHIBATA | C | CHIBATA | S19ᵒ04'14,02" | E033ᵒ19'31,12" | 220/110 KV TRFR 2 | 30 | 220 | 113 | 18.6 | 1976 | 108991 | 108991000 | 217259.02 |  |  | S |  | 50 | 24087.011 | 24087011 | 9 | 5449.55 | 5449550 | 84903989 | 103541.45 | 2% | 2070.829 | 86974.818 | 22016.182
HV Tfrfs_026 | HV Transformer | Transformador | Transformador ASEA SN: 27002 MATOLA 275 | S | MATOLA 275 | 25.56.09.7 | 032.29.03.9 | TRFR A | 125 | 275 | 132 | 22 | 1977 | 102994 | 102994000 | ASEA | 27002 | YyNo YNd1 | S | ONAN/ONAF/TERTIARY | 50 | 24718.56 | 24718560 | 10 | 5149.7 | 5149700 | 78275440 | 97844.3 | 2% | 1956.886 | 80232.326 | 22761.674
HV Tfrfs_027 | HV Transformer | Transformador | Transformador G&C SN: 2035133 MATUNDO | C | MATUNDO | S16°8'21.93” | E33°36'52.92” |  | 20 | 66 | 33 |  | 1978 | 34031 | 34031000 | G&C | 2035133 | YNd11 | S |  | 50 | 8814.029 | 8814029 | 11 | 1701.55 | 1701550 | 25216971 | 32329.45 | 2% | 646.589 | 25863.56 | 8167.44
HV Tfrfs_028 | HV Transformer | Transformador | Transformador ASEA SN: 7146331 BOANE | S | BOANE |  |  | 1 | 30 | 66 | 33 | 11 | 1979 | 40838 | 40838000 | ASEA | 7146331 | YNyn0 | S |  | 50 | 11352.964 | 11352964 | 12 | 2041.9 | 2041900 | 29485036 | 38796.1 | 2% | 775.922 | 30260.958 | 10577.042
HV Tfrfs_029 | HV Transformer | Transformador | Transformador VEB SN: 713241 NAMPULA CENTRAL | N | NAMPULA CENTRAL | S15°6'51.028" | E039°15'10.387" | T101 | 35 | 110 | 33KV |  | 1980 | 47644 | 47644000 | VEB | 713241 |  | S |  | 50 | 14150.268 | 14150268 | 13 | 2382.2 | 2382200 | 33493732 | 45261.8 | 2% | 905.236 | 34398.968 | 13245.032
HV Tfrfs_030 | HV Transformer | Transformador | Transformador VEB SN: 713240 NACALA | N | NACALA | 14°33'24.851" | 40°40'21.418" | T101 | 35 | 110 | 33KV |  | 1980 | 47644 | 47644000 | VEB | 713240 |  | S |  | 50 | 14150.268 | 14150268 | 13 | 2382.2 | 2382200 | 33493732 | 45261.8 | 2% | 905.236 | 34398.968 | 13245.032
HV Tfrfs_031 | HV Transformer | Transformador | Transformador VEB SN: 713261 NACALA | N | NACALA | 14°33'24.851" | 40°40'21.418" | T102 | 35 | 110 | 33KV |  | 1980 | 47644 | 47644000 | VEB | 713261 |  | S |  | 50 | 14150.268 | 14150268 | 13 | 2382.2 | 2382200 | 33493732 | 45261.8 | 2% | 905.236 | 34398.968 | 13245.032
HV Tfrfs_032 | HV Transformer | Transformador | Transformador VEB SN: 713285 MONAPO | N | MONAPO | 14°54'11.55" | 40°19'35.358" | T101 | 10 | 110 | 33KV |  | 1980 | 27225 | 27225000 | VEB | 713285 |  | S |  | 50 | 8085.825 | 8085825 | 13 | 1361.25 | 1361250 | 19139175 | 25863.75 | 2% | 517.275 | 19656.45 | 7568.55
HV Tfrfs_033 | HV Transformer | Transformador | Transformador VEB SN: 713241 NAMPULA CENTRAL | N | NAMPULA CENTRAL | S15°6'51.028" | E039°15'10.387" | T101 | 35 | 110 | 33KV |  | 1980 | 47644 | 47644000 | VEB | 713241 |  | S |  | 50 | 14150.268 | 14150268 | 13 | 2382.2 | 2382200 | 33493732 | 45261.8 | 2% | 905.236 | 34398.968 | 13245.032
HV Tfrfs_034 | HV Transformer | Transformador | Transformador VEB SN: 713240 NACALA | N | NACALA | 14°33'24.851" | 40°40'21.418" | T101 | 35 | 110 | 33KV |  | 1980 | 47644 | 47644000 | VEB | 713240 |  | S |  | 50 | 14150.268 | 14150268 | 13 | 2382.2 | 2382200 | 33493732 | 45261.8 | 2% | 905.236 | 34398.968 | 13245.032
HV Tfrfs_035 | HV Transformer | Transformador | Transformador VEB SN: 713261 NACALA | N | NACALA | 14°33'24.851" | 40°40'21.418" | T102 | 35 | 110 | 33KV |  | 1980 | 47644 | 47644000 | VEB | 713261 |  | S |  | 50 | 14150.268 | 14150268 | 13 | 2382.2 | 2382200 | 33493732 | 45261.8 | 2% | 905.236 | 34398.968 | 13245.032
HV Tfrfs_036 | HV Transformer | Transformador | Transformador VEB SN: 713285 MONAPO | N | MONAPO | 14°54'11.55" | 40°19'35.358" | T101 | 10 | 110 | 33KV |  | 1980 | 27225 | 27225000 | VEB | 713285 |  | S |  | 50 | 8085.825 | 8085825 | 13 | 1361.25 | 1361250 | 19139175 | 25863.75 | 2% | 517.275 | 19656.45 | 7568.55
HV Tfrfs_037 | HV Transformer | Transformador | Transformador ALSTHOM SN: H67590-01 Nampula 220KV | N | Nampula 220KV | S15°7'28.20" | E039°13'6.147" | T5 | 40 | 110 | 33Kv |  | 1982 | 47644 | 47644000 | ALSTHOM | H67590-01 |  | S |  | 50 | 15960.74 | 15960740 | 15 | 2382.2 | 2382200 | 31683260 | 45261.8 | 2% | 905.236 | 32588.496 | 15055.504
HV Tfrfs_038 | HV Transformer | Transformador | Transformador ALSTOM SN: H68050-02 ALTO MOLOCUE | C | ALTO MOLOCUE | 15°39'10.268" | 37°40'14.559" | T4 | 16 | 110 | 33KV |  | 1982 | 27225 | 27225000 | ALSTOM | H68050-02 |  | NER |  | 50 | 9120.375 | 9120375 | 15 | 1361.25 | 1361250 | 18104625 | 25863.75 | 2% | 517.275 | 18621.9 | 8603.1
HV Tfrfs_039 | HV Transformer | Transformador | Transformador 67780-01 SN: CHIMOIO 2 | C | CHIMOIO 2 | S19ᵒ08'21,08" | E033ᵒ29'20,55" | POWER TRFR | 25 | 110 | 66 | 22 | 1982 | 34032 | 34032000 | 67780-01 |  | YNyn0(D11) | S |  | 50 | 11400.72 | 11400720 | 15 | 1701.6 | 1701600 | 22631280 | 32330.4 | 2% | 646.608 | 23277.888 | 10754.112
HV Tfrfs_040 | HV Transformer | Transformador | Transformador EFACEC SN: 19401C MATOLA GARE | S | MATOLA GARE | 25.49.434 | 032.26.807 | INFULENE TRFR2 | 10 | 66 | 33 |  | 1982 | 27225 | 27225000 | EFACEC | 19401C | Yy0 | S | ONAF | 50 | 9120.375 | 9120375 | 15 | 1361.25 | 1361250 | 18104625 | 25863.75 | 2% | 517.275 | 18621.9 | 8603.1
HV Tfrfs_041 | HV Transformer | Transformador | Transformador ALSTHOM SN: H67590-01 Nampula 220KV | N | Nampula 220KV | S15°7'28.20" | E039°13'6.147" | T5 | 40 | 110 | 33Kv |  | 1982 | 47644 | 47644000 | ALSTHOM | H67590-01 |  | S |  | 50 | 15960.74 | 15960740 | 15 | 2382.2 | 2382200 | 31683260 | 45261.8 | 2% | 905.236 | 32588.496 | 15055.504
HV Tfrfs_042 | HV Transformer | Transformador | Transformador ALSTOM SN: H68050-02 ALTO MOLOCUE | C | ALTO MOLOCUE | 15°39'10.268" | 37°40'14.559" | T4 | 16 | 110 | 33KV |  | 1982 | 27225 | 27225000 | ALSTOM | H68050-02 |  | NER |  | 50 | 9120.375 | 9120375 | 15 | 1361.25 | 1361250 | 18104625 | 25863.75 | 2% | 517.275 | 18621.9 | 8603.1
HV Tfrfs_043 | HV Transformer | Transformador | Transformador ALSTHOM SN: 224561-02 MOCUBA | C | MOCUBA | S16 49 25.00 | E037 01 35.26 | TRFR 1 | 100 | 220 | 110KV | 6.6KV | 1982 | 102094 | 102094000 | ALSTHOM | 224561-02 |  | NER |  | 50 | 34201.49 | 34201490 | 15 | 5104.7 | 5104700 | 67892510 | 96989.3 | 2% | 1939.786 | 69832.296 | 32261.704
HV Tfrfs_044 | HV Transformer | Transformador | Transformador ALSTHOM SN: 224561-03 MOCUBA | C | MOCUBA | S16 49 25.00 | E037 01 35.26 | TRFR 2 | 100 | 220 | 110KV | 6.6KV | 1982 | 102094 | 102094000 | ALSTHOM | 224561-03 |  | NER |  | 50 | 34201.49 | 34201490 | 15 | 5104.7 | 5104700 | 67892510 | 96989.3 | 2% | 1939.786 | 69832.296 | 32261.704
HV Tfrfs_045 | HV Transformer | Transformador | Transformador ALSTHOM SN: H67590-02 MOCUBA | C | MOCUBA | S16 49 25.00 | E037 01 35.26 | TRFR 3 | 40 | 110 | 33KV | 6.6KV | 1982 | 47644 | 47644000 | ALSTHOM | H67590-02 |  | NER |  | 50 | 15960.74 | 15960740 | 15 | 2382.2 | 2382200 | 31683260 | 45261.8 | 2% | 905.236 | 32588.496 | 15055.504
HV Tfrfs_046 | HV Transformer | Transformador | Transformador ALSTHOM SN: 224588-01 Nampula 220Kv | N | Nampula 220Kv | S15°7'28.20" | E039°13'6.147" | T2 | 100 | 220 | 110Kv | 33Kv | 1983 | 102094 | 102094000 | ALSTHOM | 224588-01 |  | S |  | 50 | 36141.276 | 36141276 | 16 | 5104.7 | 5104700 | 65952724 | 96989.3 | 2% | 1939.786 | 67892.51 | 34201.49
HV Tfrfs_047 | HV Transformer | Transformador | Transformador ALSTOM SN: 224588-02 ALTO MOLOCUE | C | ALTO MOLOCUE | 15°39'10.268" | 37°40'14.559" | T2 | 100 | 220 | 110KV | 33KV | 1983 | 102094 | 102094000 | ALSTOM | 224588-02 |  | S |  | 50 | 36141.276 | 36141276 | 16 | 5104.7 | 5104700 | 65952724 | 96989.3 | 2% | 1939.786 | 67892.51 | 34201.49
HV Tfrfs_048 | HV Transformer | Transformador | Transformador ALSTOM SN: 224589-01 ALTO MOLOCUE | C | ALTO MOLOCUE | 15°39'10.268" | 37°40'14.559" | T5 | 35 | 220 | 7.5KV |  | 1983 | 108991 | 108991000 | ALSTOM | 224589-01 |  | S |  | 50 | 38582.814 | 38582814 | 16 | 5449.55 | 5449550 | 70408186 | 103541.45 | 2% | 2070.829 | 72479.015 | 36511.985
HV Tfrfs_049 | HV Transformer | Transformador | Transformador EFACEC SN: 19117 S MUNHAVA | C | MUNHAVA | S 19°48'26,02" | E 034°51'09,28" | CT1 | 22.5 | 110 | 22KV | 6,6KV | 1983 | 34032 | 34032000 | EFACEC | 19117 S | YNyno | S |  | 50 | 12047.328 | 12047328 | 16 | 1701.6 | 1701600 | 21984672 | 32330.4 | 2% | 646.608 | 22631.28 | 11400.72
HV Tfrfs_050 | HV Transformer | Transformador | Transformador ASEA SN: 7288057 LINDELA | S | LINDELA | -24.06.220 | 035.15.484 | TRFR 1 | 16 | 110 | 33 |  | 1983 | 27225 | 27225000 | ASEA | 7288057 | YNyn0 | S | ONAN | 50 | 9637.65 | 9637650 | 16 | 1361.25 | 1361250 | 17587350 | 25863.75 | 2% | 517.275 | 18104.625 | 9120.375
HV Tfrfs_051 | HV Transformer | Transformador | Transformador ASEA SN: 7288058 LINDELA | S | LINDELA | -24.06.220 | 035.15.484 | TRFR 2 | 16 | 110 | 33 |  | 1983 | 27225 | 27225000 | ASEA | 7288058 | YNyn0 | S | ONAN | 50 | 9637.65 | 9637650 | 16 | 1361.25 | 1361250 | 17587350 | 25863.75 | 2% | 517.275 | 18104.625 | 9120.375
HV Tfrfs_052 | HV Transformer | Transformador | Transformador ALSTHOM SN: 224588-01 Nampula 220Kv | N | Nampula 220Kv | S15°7'28.20" | E039°13'6.147" | T2 | 100 | 220 | 110Kv | 33Kv | 1983 | 102094 | 102094000 | ALSTHOM | 224588-01 |  | S |  | 50 | 36141.276 | 36141276 | 16 | 5104.7 | 5104700 | 65952724 | 96989.3 | 2% | 1939.786 | 67892.51 | 34201.49
HV Tfrfs_053 | HV Transformer | Transformador | Transformador ALSTOM SN: 224588-02 ALTO MOLOCUE | C | ALTO MOLOCUE | 15°39'10.268" | 37°40'14.559" | T2 | 100 | 220 | 110KV | 33KV | 1983 | 102094 | 102094000 | ALSTOM | 224588-02 |  | S |  | 50 | 36141.276 | 36141276 | 16 | 5104.7 | 5104700 | 65952724 | 96989.3 | 2% | 1939.786 | 67892.51 | 34201.49
HV Tfrfs_054 | HV Transformer | Transformador | Transformador ALSTOM SN: 224589-01 ALTO MOLOCUE | C | ALTO MOLOCUE | 15°39'10.268" | 37°40'14.559" | T5 | 35 | 220 | 7.5KV |  | 1983 | 108991 | 108991000 | ALSTOM | 224589-01 |  | S |  | 50 | 38582.814 | 38582814 | 16 | 5449.55 | 5449550 | 70408186 | 103541.45 | 2% | 2070.829 | 72479.015 | 36511.985
HV Tfrfs_055 | HV Transformer | Transformador | Transformador ASEA SN: 7288060 Infulene | S | Infulene |  |  | 5 | 30 | 110 | 66 | 0.4 | 1983 | 47644 | 47644000 | ASEA | 7288060 | YNyn0 | S |  | 50 | 16865.976 | 16865976 | 16 | 2382.2 | 2382200 | 30778024 | 45261.8 | 2% | 905.236 | 31683.26 | 15960.74
HV Tfrfs_056 | HV Transformer | Transformador | Transformador ASEA SN: 7288064 Infulene | S | Infulene |  |  | 6 | 30 | 110 | 66 | 0.4 | 1983 | 47644 | 47644000 | ASEA | 7288064 | YNyn0 | S |  | 50 | 16865.976 | 16865976 | 16 | 2382.2 | 2382200 | 30778024 | 45261.8 | 2% | 905.236 | 31683.26 | 15960.74
HV Tfrfs_057 | HV Transformer | Transformador | Transformador EFACEC SN: 19422C MAFAMBISSE | C | MAFAMBISSE | S 19°33'40,05" | E 034°40'07,76" | RESERVE | 12 | 110 | 22 |  | 1983 | 27225 | 27225000 | EFACEC | 19422C | YyO | S |  | 50 | 9637.65 | 9637650 | 16 | 1361.25 | 1361250 | 17587350 | 25863.75 | 2% | 517.275 | 18104.625 | 9120.375
HV Tfrfs_058 | HV Transformer | Transformador | Transformador ASEA SN: 7283-059 MARROMEU | C | MARROMEU | 18°17'40.481" | 35°56'53.190" | TRFR 1 | 16 | 110 | 33KV |  | 1983 | 27225 | 27225000 | ASEA | 7283-059 |  | NER |  | 50 | 9637.65 | 9637650 | 16 | 1361.25 | 1361250 | 17587350 | 25863.75 | 2% | 517.275 | 18104.625 | 9120.375
HV Tfrfs_059 | HV Transformer | Transformador | Transformador NATIONAL INDUSTRI SN: 110-73241 MANHIÇA 66kV | S | MANHIÇA 66kV | 25.25.57.7 | 032.46.25.2 | TRFR1 | 30 | 66 | 33 |  | 1985 | 40838 | 40838000 | NATIONAL INDUSTRI | 110-73241 | YNyn0 | NER | ONAN/ONAF | 50 | 16008.496 | 16008496 | 18 | 2041.9 | 2041900 | 24829504 | 38796.1 | 2% | 775.922 | 25605.426 | 15232.574
HV Tfrfs_060 | HV Transformer | Transformador | Transformador IEO Transformatoren BREDA SN: 94-4-2402 TAVENE | S | TAVENE | S 25°03.7326' | E 033°39.4770' | TRAFO 3 | 6.3 | 11 | 0.425 |  | 1985 | 381 | 381000 | IEO Transformatoren BREDA | 94-4-2402 | YNd5 | S |  | 50 | 149.352 | 149352 | 18 | 19.05 | 19050 | 231648 | 361.95 | 2% | 7.239 | 238.887 | 142.113
HV Tfrfs_061 | HV Transformer | Transformador | Transformador TAMINI SN: 135219 GURUE | C | GURUE | 15°29'29.051" | 36°59'39.600" | T1 | 16 | 110 | 33KV |  | 1987 | 27225 | 27225000 | TAMINI | 135219 |  | NER |  | 50 | 11706.75 | 11706750 | 20 | 1361.25 | 1361250 | 15518250 | 25863.75 | 2% | 517.275 | 16035.525 | 11189.475
HV Tfrfs_062 | HV Transformer | Transformador | Transformador TAMINI SN: 135219 GURUE | C | GURUE | 15°29'29.051" | 36°59'39.600" | T1 | 16 | 110 | 33KV |  | 1987 | 27225 | 27225000 | TAMINI | 135219 |  | NER |  | 50 | 11706.75 | 11706750 | 20 | 1361.25 | 1361250 | 15518250 | 25863.75 | 2% | 517.275 | 16035.525 | 11189.475
HV Tfrfs_063 | HV Transformer | Transformador | Transformador EFACEC SN: C-11907 Machava | S | Machava |  |  |  | 30 | 66 | 33 |  | 1988 | 40838 | 40838000 | EFACEC | C-11907 | YNyn0 | 66kV S; 33kV NER |  | 50 | 18336.262 | 18336262 | 21 | 2041.9 | 2041900 | 22501738 | 38796.1 | 2% | 775.922 | 23277.66 | 17560.34
HV Tfrfs_064 | HV Transformer | Transformador | Transformador STROMBERG SN: 5800553 CORUMANA | S | CORUMANA | -25.13.058 | 032.08.035 | TR1 | 10 | 110 | 11 |  | 1989 | 27225 | 27225000 | STROMBERG | 5800553 | YNd5 | S | ONAN/ONAF | 50 | 12741.3 | 12741300 | 22 | 1361.25 | 1361250 | 14483700 | 25863.75 | 2% | 517.275 | 15000.975 | 12224.025
HV Tfrfs_065 | HV Transformer | Transformador | Transformador STROMBERG SN: 5800554 CORUMANA | S | CORUMANA | -25.13.058 | 032.08.035 | TR2 | 10 | 110 | 33 | 11 | 1989 | 27225 | 27225000 | STROMBERG | 5800554 | YNyn0d5 | S | ONAN/ONAF | 50 | 12741.3 | 12741300 | 22 | 1361.25 | 1361250 | 14483700 | 25863.75 | 2% | 517.275 | 15000.975 | 12224.025
HV Tfrfs_066 | HV Transformer | Transformador | Transformador ABB SN: 7478905 SE5 University | S | SE5 University |  |  | 1 | 20 | 66 | 11 |  | 1989 | 34031 | 34031000 | ABB | 7478905 | Dyn11 | S |  | 50 | 15926.508 | 15926508 | 22 | 1701.55 | 1701550 | 18104492 | 32329.45 | 2% | 646.589 | 18751.081 | 15279.919
HV Tfrfs_067 | HV Transformer | Transformador | Transformador ABB SN: 7476904 MATOLO RIO | S | MATOLO RIO |  |  | 1 | 20 | 66 | 33 | 11 | 1989 | 34031 | 34031000 | ABB | 7476904 | YNyn0td | NER |  | 50 | 15926.508 | 15926508 | 22 | 1701.55 | 1701550 | 18104492 | 32329.45 | 2% | 646.589 | 18751.081 | 15279.919
Asset Number | Asset Type Pole Transformer (PMT), Ground Mounted Transformer (GMT), Minisubstation (MS), Reactor (React), Capacitor Bank (Cap) Aux Trfr (AT) |  | System Number |  | Substation | Co-ordinates X | Co-ordinates Y | Town or Village | Capacity kVA, kVAR | HV (kV) | LV (kV) | 3Φ or 1Φ | Year of Manufacture (eg 2002) | Asset Replacement Costs MZ 000's |  | Make | Serial No. |  |  | Asset Life | Depreciated Value 2017in MZM000's |  |  | Remaining Life MZN000's | Residual Value MZN000's |  |  | Base de Incidência | Taxa de Amortização | Amortização do período | Amortização Acumulada | Valor contabilístico 2018 | Rural Area Code | Suburb | Street | Comments
10141149 | Capacitor Bank | CAPACITOR | EC1 | CAPACITOR MARCA:ABB LINDELA EC1 | LINDELA | -24.06.220 | 035.15.484 | Maputo | 1500 | 33 |  | 3 | 1987 | 20 | 20000 | ABB |  |  |  | 45 | 7.3333 | 12.6667 | 12666.6667 | 15 | 1 | 1000 | 7333.3333 | 19 | 2.222% | 0.42222 | 13.0889 | 6.9111
10141103 | Transformer - Hydro plant | GERADOR | GEN 1 | GERADOR MARCA:NEBB CENTRAL HYDRICO GEN 1 | CENTRAL HYDRICO | 13°17'27.502 | 35°20'0.751" | LICHINGA | 850 |  | 400 | 3 | 1982 | 1475 | 1475000 | NEBB | 140169 |  |  | 45 | 385.1389 | 1089.8611 | 1089861.1111 | 10 | 73.75 | 73750 | 385138.8889 | 1401.25 | 2.222% | 31.1389 | 1121 | 354
10141103 | Transformer - Hydro plant | GERADOR | GEN 1 | GERADOR MARCA:NEBB CENTRAL HYDRICO GEN 1 | CENTRAL HYDRICO | 13°17'27.502 | 35°20'0.751" | LICHINGA | 850 |  | 400 | 3 | 1982 | 1890 | 1890000 | NEBB | 140169 |  |  | 45 | 493.5 | 1396.5 | 1396500 | 10 | 94.5 | 94500 | 493500 | 1795.5 | 2.222% | 39.9 | 1436.4 | 453.6
10141103 | Transformer - Hydro plant | GERADOR | G1 | GERADOR MARCA:NEBB CENTRAL HYDRICA G1 | CENTRAL HYDRICA | 14°43'16.135" | 36°42'19.221" | CUAMBA | 650 |  | 400 | 3 | 1985 | 3500 | 3500000 | NEBB | 140769 |  |  | 45 | 1135.5556 | 2364.4444 | 2364444.4444 | 13 | 175 | 175000 | 1135555.5556 | 3325 | 2.222% | 73.8889 | 2438.3333 | 1061.6667
10141103 | Transformer - Hydro plant | GERADOR | G2 | GERADOR MARCA:NEBB CENTRAL HYDRICA G2 | CENTRAL HYDRICA | 14°43'16.135" | 36°42'19.221" | CUAMBA | 650 |  | 400 | 3 | 1985 | 3500 | 3500000 | NEBB | 140770 |  |  | 45 | 1135.5556 | 2364.4444 | 2364444.4444 | 13 | 175 | 175000 | 1135555.5556 | 3325 | 2.222% | 73.8889 | 2438.3333 | 1061.6667
10141103 | Transformer - Hydro plant | GERADOR | G1 | GERADOR MARCA:NEBB CENTRAL HYDRICA G1 | CENTRAL HYDRICA | 14°43'16.135" | 36°42'19.221" | CUAMBA | 650 |  | 400 | 3 | 1985 | 1200 | 1200000 | NEBB | 140769 |  |  | 45 | 389.3333 | 810.6667 | 810666.6667 | 13 | 60 | 60000 | 389333.3333 | 1140 | 2.222% | 25.3333 | 836 | 364
10141103 | Transformer - Hydro plant | GERADOR | G2 | GERADOR MARCA:NEBB CENTRAL HYDRICA G2 | CENTRAL HYDRICA | 14°43'16.135" | 36°42'19.221" | CUAMBA | 650 |  | 400 | 3 | 1985 | 1200 | 1200000 | NEBB | 140770 |  |  | 45 | 389.3333 | 810.6667 | 810666.6667 | 13 | 60 | 60000 | 389333.3333 | 1140 | 2.222% | 25.3333 | 836 | 364
10141103 | Minisubstation | MINISUBESTAÇÃO | PT 46 | MINISUBESTAÇÃO MARCA:EFACEC PT 46 PT 46 | PT 46 |  |  | Maputo City | 500 | 11 | 0.4 | 3Ø | 1964 | 2426 | 2426000 | EFACEC | 11983 |  |  | 45 | 377.3778 | 2048.6222 | 2048622.2222 | 5 | 121.3 | 121300 | 377377.7778 | 2304.7 | 2.222% | 51.2156 | 2099.8378 | 326.1622 |  |  | Rua Das Estancias
10141103 | Minisubstation | MINISUBESTAÇÃO | PT 95 | MINISUBESTAÇÃO MARCA:EFACEC PT 95 PT 95 | PT 95 |  |  | Mabukwane | 630 | 11 | 0.4 | 3Ø | 1965 | 2772 | 2772000 | EFACEC | K001541.08 |  |  | 45 | 431.2 | 2340.8 | 2340800 | 5 | 138.6 | 138600 | 431200 | 2633.4 | 2.222% | 58.52 | 2399.32 | 372.68
10141103 | Minisubstation | MINISUBESTAÇÃO | PT 10 | MINISUBESTAÇÃO MARCA:EFACEC PT 10 PT 10 | PT 10 |  |  | Maputo City | 500 | 11 | 0.4 | 3Ø | 1965 | 2426 | 2426000 | EFACEC | 2792 |  |  | 45 | 377.3778 | 2048.6222 | 2048622.2222 | 5 | 121.3 | 121300 | 377377.7778 | 2304.7 | 2.222% | 51.2156 | 2099.8378 | 326.1622 |  |  | "
10141103 | Minisubstation | MINISUBESTAÇÃO | PT 11 | MINISUBESTAÇÃO MARCA:EFACEC PT 11 PT 11 | PT 11 |  |  | Maputo City | 630 | 11 | 0.4 | 3Ø | 1965 | 2772 | 2772000 | EFACEC | 11244 |  |  | 45 | 431.2 | 2340.8 | 2340800 | 5 | 138.6 | 138600 | 431200 | 2633.4 | 2.222% | 58.52 | 2399.32 | 372.68 |  |  | Josina Machael
10141103 | Minisubstation | MINISUBESTAÇÃO | PT 134 | MINISUBESTAÇÃO MARCA:EFACEC PT 134 PT 134 | PT 134 |  |  | Maxaquene | 630 | 11 | 0.4 | 3Ø | 1965 | 2772 | 2772000 | EFACEC |  |  |  | 45 | 431.2 | 2340.8 | 2340800 | 5 | 138.6 | 138600 | 431200 | 2633.4 | 2.222% | 58.52 | 2399.32 | 372.68
10141103 | Minisubstation | MINISUBESTAÇÃO | PTS 40 | MINISUBESTAÇÃO MARCA:EFACEC PTS 40 PTS 40 | PTS 40 |  |  | Maputo City | 500 | 11 | 0.4 | 3Ø | 1967 | 2426 | 2426000 | EFACEC | 11974 |  |  | 45 | 377.3778 | 2048.6222 | 2048622.2222 | 5 | 121.3 | 121300 | 377377.7778 | 2304.7 | 2.222% | 51.2156 | 2099.8378 | 326.1622 |  |  | 24 de Julho/ V. Lennin
10141103 | Minisubstation | MINISUBESTAÇÃO | PT 16 | MINISUBESTAÇÃO MARCA: PT 16 PT 16 | PT 16 |  |  | Maputo City | 500 | 11 | 0.4 | 3Ø | 1967 | 2426 | 2426000 |  |  |  |  | 45 | 377.3778 | 2048.6222 | 2048622.2222 | 5 | 121.3 | 121300 | 377377.7778 | 2304.7 | 2.222% | 51.2156 | 2099.8378 | 326.1622
10141103 | Minisubstation | MINISUBESTAÇÃO | PT 387 | MINISUBESTAÇÃO MARCA: PT 387 PT 387 | PT 387 |  |  | Maputo City | 500 | 11 | 0.4 | 3Ø | 1967 | 2426 | 2426000 |  |  |  |  | 45 | 377.3778 | 2048.6222 | 2048622.2222 | 5 | 121.3 | 121300 | 377377.7778 | 2304.7 | 2.222% | 51.2156 | 2099.8378 | 326.1622
10141103 | Minisubstation | MINISUBESTAÇÃO | PT 17A | MINISUBESTAÇÃO MARCA: PT 17A PT 17A | PT 17A |  |  | Maputo City | 500 | 11 | 0.4 | 3Ø | 1967 | 2426 | 2426000 |  |  |  |  | 45 | 377.3778 | 2048.6222 | 2048622.2222 | 5 | 121.3 | 121300 | 377377.7778 | 2304.7 | 2.222% | 51.2156 | 2099.8378 | 326.1622
10141103 | Minisubstation | MINISUBESTAÇÃO | PT 350 | MINISUBESTAÇÃO MARCA: PT 350 PT 350 | PT 350 |  |  | Maputo City | 500 | 11 | 0.4 | 3Ø | 1968 | 2426 | 2426000 |  |  |  |  | 45 | 377.3778 | 2048.6222 | 2048622.2222 | 5 | 121.3 | 121300 | 377377.7778 | 2304.7 | 2.222% | 51.2156 | 2099.8378 | 326.1622 |  |  | Hochi Min/Romao F. Farinha
10141103 | Minisubstation | MINISUBESTAÇÃO | PT92 | MINISUBESTAÇÃO MARCA:Motra PT92 PT92 | PT92 | 696595.3 | 7804117.2 | BEIRA | 315 | 6.6 | 0.4 | 3 | 1971 | 1213 | 1213000 | Motra | NO SERIAL NUMBER |  |  | 45 | 188.6889 | 1024.3111 | 1024311.1111 | 5 | 60.65 | 60650 | 188688.8889 | 1152.35 | 2.222% | 25.6078 | 1049.9189 | 163.0811 | Av.do Centro Comercial Macuti | SOFALA
10141103 | Minisubstation | MINISUBESTAÇÃO | PT 261 | MINISUBESTAÇÃO MARCA:ASEA PT 261 PT 261 | PT 261 |  |  | Mabukwane | 300 | 11 | 0.4 | 3Ø | 1971 | 1213 | 1213000 | ASEA | 34510 |  |  | 45 | 188.6889 | 1024.3111 | 1024311.1111 | 5 | 60.65 | 60650 | 188688.8889 | 1152.35 | 2.222% | 25.6078 | 1049.9189 | 163.0811
10141103 | Minisubstation | MINISUBESTAÇÃO | PT98 | MINISUBESTAÇÃO MARCA:Efacec PT98 PT98 | PT98 | 692173 | 7805892.7 | BEIRA | 500 | 6.6 | 0.4 | 3 | 1972 | 2426 | 2426000 | Efacec | 13236 |  |  | 45 | 377.3778 | 2048.6222 | 2048622.2222 | 5 | 121.3 | 121300 | 377377.7778 | 2304.7 | 2.222% | 51.2156 | 2099.8378 | 326.1622 | Rua Governador Augusto Castilho | SOFALA
10141103 | Minisubstation | MINISUBESTAÇÃO | PTS79 | MINISUBESTAÇÃO MARCA:EFACEC PTS79 PTS79 | PTS79 |  |  | Maputo City | 630 | 11 | 0.4 | 3Ø | 1972 | 2772 | 2772000 | EFACEC | 13488 |  |  | 45 | 431.2 | 2340.8 | 2340800 | 5 | 138.6 | 138600 | 431200 | 2633.4 | 2.222% | 58.52 | 2399.32 | 372.68 |  |  | Eduardo Mondlane
10141103 | Minisubstation | MINISUBESTAÇÃO | PT 40 | MINISUBESTAÇÃO MARCA:EFACEC PT 40 PT 40 | PT 40 |  |  | Mabukwane | 630 | 11 | 0.4 | 3Ø | 1972 | 2772 | 2772000 | EFACEC | 134800 |  |  | 45 | 431.2 | 2340.8 | 2340800 | 5 | 138.6 | 138600 | 431200 | 2633.4 | 2.222% | 58.52 | 2399.32 | 372.68
10141103 | Minisubstation | MINISUBESTAÇÃO | PT 88 | MINISUBESTAÇÃO MARCA:Morris Awerbuch Jhb PT 88 |  | 32,5873497 | -25,9782868 | Maputo | 630 | 11 | 0,4 | 3Φ | 1972 | 2772 | 2772000 | Morris Awerbuch Jhb | 8246 |  |  | 45 | 431.2 | 2340.8 | 2340800 | 5 | 138.6 | 138600 | 431200 | 2633.4 | 2.222% | 58.52 | 2399.32 | 372.68
10141103 | Minisubstation | MINISUBESTAÇÃO | PT 72 | MINISUBESTAÇÃO MARCA: PT 72 |  | 32,5896561 | -25,9821616 | Maputo | 630 | 11 | 0,4 | 3Φ | 1972 | 2772 | 2772000 |  |  |  |  | 45 | 431.2 | 2340.8 | 2340800 | 5 | 138.6 | 138600 | 431200 | 2633.4 | 2.222% | 58.52 | 2399.32 | 372.68
10141103 | Minisubstation | MINISUBESTAÇÃO | PT337 | MINISUBESTAÇÃO MARCA: PT337 PT337 | PT337 |  |  | Maputo City | 500 | 11 | 0.4 | 3Ø | 1972 | 2426 | 2426000 |  |  |  |  | 45 | 377.3778 | 2048.6222 | 2048622.2222 | 5 | 121.3 | 121300 | 377377.7778 | 2304.7 | 2.222% | 51.2156 | 2099.8378 | 326.1622
10141103 | Minisubstation | MINISUBESTAÇÃO | PT 98-A | MINISUBESTAÇÃO MARCA:G.E.C PT 98-A PT 98-A | PT 98-A | 692177 | 7805892.5 | BEIRA | 300 | 6.6 | 0.4 | 3 | 1973 | 1213 | 1213000 | G.E.C | 26.2 |  |  | 45 | 86.2578 | 1126.7422 | 1126742.2222 | 1 | 60.65 | 60650 | 86257.7778 | 1152.35 | 2.222% | 25.6078 | 1152.35 | 60.65 | Rua Governador Augusto Castilho | SOFALA
10141103 | Minisubstation | MINISUBESTAÇÃO | PTS 178 | MINISUBESTAÇÃO MARCA:Motra PTS 178 |  | 32,5944785 | -25,9732336 | Maputo | 500 | 11 | 0,4 | 3Φ | 1974 | 2426 | 2426000 | Motra |  |  |  | 45 | 223.7311 | 2202.2689 | 2202268.8889 | 2 | 121.3 | 121300 | 223731.1111 | 2304.7 | 2.222% | 51.2156 | 2253.4844 | 172.5156
10141103 | Minisubstation | MINISUBESTAÇÃO | PTS 137 | MINISUBESTAÇÃO MARCA:Motra PTS 137 |  | 32,5916649 | -25,9719759 | Maputo | 500 | 11 | 0,4 | 3Φ | 1974 | 2426 | 2426000 | Motra | LEL9508 |  |  | 45 | 223.7311 | 2202.2689 | 2202268.8889 | 2 | 121.3 | 121300 | 223731.1111 | 2304.7 | 2.222% | 51.2156 | 2253.4844 | 172.5156
10141103 | Minisubstation | MINISUBESTAÇÃO | PTS 148 | MINISUBESTAÇÃO MARCA: PTS 148 |  | 32,5927925 | -25,9717734 | Maputo | 500 | 11 | 0,4 | 3Φ | 1974 | 2426 | 2426000 |  |  |  |  | 45 | 223.7311 | 2202.2689 | 2202268.8889 | 2 | 121.3 | 121300 | 223731.1111 | 2304.7 | 2.222% | 51.2156 | 2253.4844 | 172.5156
10141103 | Minisubstation | MINISUBESTAÇÃO | PTS 179 | MINISUBESTAÇÃO MARCA: PTS 179 |  | 32,5912368 | -25,9691724 | Maputo | 500 | 11 | 0,4 | 3Φ | 1974 | 2426 | 2426000 |  |  |  |  | 45 | 223.7311 | 2202.2689 | 2202268.8889 | 2 | 121.3 | 121300 | 223731.1111 | 2304.7 | 2.222% | 51.2156 | 2253.4844 | 172.5156
10141103 | Minisubstation | MINISUBESTAÇÃO | PTS 105 | MINISUBESTAÇÃO MARCA: PTS 105 |  | 32,5924799 | -25,9681839 | Maputo | 500 | 11 | 0,4 | 3Φ | 1974 | 2426 | 2426000 |  |  |  |  | 45 | 223.7311 | 2202.2689 | 2202268.8889 | 2 | 121.3 | 121300 | 223731.1111 | 2304.7 | 2.222% | 51.2156 | 2253.4844 | 172.5156
10141103 | Minisubstation | MINISUBESTAÇÃO | PTS 89 | MINISUBESTAÇÃO MARCA: PTS 89 |  | 32,5944524 | -25,9741159 | Maputo | 500 | 11 | 0,4 | 3Φ | 1974 | 2426 | 2426000 |  | FOTO |  |  | 45 | 223.7311 | 2202.2689 | 2202268.8889 | 2 | 121.3 | 121300 | 223731.1111 | 2304.7 | 2.222% | 51.2156 | 2253.4844 | 172.5156
10141103 | Minisubstation | MINISUBESTAÇÃO | PTS 100 | MINISUBESTAÇÃO MARCA:Travo Union PTS 100 |  | 32,5743244 | -25,9739752 | Maputo | 1000 | 11 | 0,4 | 3Φ | 1974 | 3119 | 3119000 | Travo Union | K712581 |  |  | 45 | 287.6411 | 2831.3589 | 2831358.8889 | 2 | 155.95 | 155950 | 287641.1111 | 2963.05 | 2.222% | 65.8456 | 2897.2044 | 221.7956
10141103 | Minisubstation | MINISUBESTAÇÃO | PTS 100 | MINISUBESTAÇÃO MARCA:Travo Union PTS 100 |  | 32,5743244 | -25,9739752 | Maputo | 1000 | 11 | 0,4 | 3Φ | 1974 | 3119 | 3119000 | Travo Union | K712580 |  |  | 45 | 287.6411 | 2831.3589 | 2831358.8889 | 2 | 155.95 | 155950 | 287641.1111 | 2963.05 | 2.222% | 65.8456 | 2897.2044 | 221.7956
10141103 | Minisubstation | MINISUBESTAÇÃO | PTS 178 | MINISUBESTAÇÃO MARCA:Motra PTS 178 |  | 32,5944785 | -25,9732336 | Maputo | 500 | 11 | 0,4 | 3Φ | 1974 | 2426 | 2426000 | Motra | ? |  |  | 45 | 223.7311 | 2202.2689 | 2202268.8889 | 2 | 121.3 | 121300 | 223731.1111 | 2304.7 | 2.222% | 51.2156 | 2253.4844 | 172.5156
10141103 | Minisubstation | MINISUBESTAÇÃO | PTS 137 | MINISUBESTAÇÃO MARCA:Motra PTS 137 |  | 32,5916649 | -25,9719759 | Maputo | 500 | 11 | 0,4 | 3Φ | 1974 | 2426 | 2426000 | Motra | LEL9508 |  |  | 45 | 223.7311 | 2202.2689 | 2202268.8889 | 2 | 121.3 | 121300 | 223731.1111 | 2304.7 | 2.222% | 51.2156 | 2253.4844 | 172.5156
10141103 | Minisubstation | MINISUBESTAÇÃO | PTS 148 | MINISUBESTAÇÃO MARCA: PTS 148 |  | 32,5927925 | -25,9717734 | Maputo | 500 | 11 | 0,4 | 3Φ | 1974 | 2426 | 2426000 |  |  |  |  | 45 | 223.7311 | 2202.2689 | 2202268.8889 | 2 | 121.3 | 121300 | 223731.1111 | 2304.7 | 2.222% | 51.2156 | 2253.4844 | 172.5156
10141103 | Minisubstation | MINISUBESTAÇÃO | PTS 179 | MINISUBESTAÇÃO MARCA: PTS 179 |  | 32,5912368 | -25,9691724 | Maputo | 500 | 11 | 0,4 | 3Φ | 1974 | 2426 | 2426000 |  |  |  |  | 45 | 223.7311 | 2202.2689 | 2202268.8889 | 2 | 121.3 | 121300 | 223731.1111 | 2304.7 | 2.222% | 51.2156 | 2253.4844 | 172.5156
10141103 | Minisubstation | MINISUBESTAÇÃO | PTS 105 | MINISUBESTAÇÃO MARCA: PTS 105 |  | 32,5924799 | -25,9681839 | Maputo | 500 | 11 | 0,4 | 3Φ | 1974 | 2426 | 2426000 |  |  |  |  | 45 | 223.7311 | 2202.2689 | 2202268.8889 | 2 | 121.3 | 121300 | 223731.1111 | 2304.7 | 2.222% | 51.2156 | 2253.4844 | 172.5156
10141103 | Minisubstation | MINISUBESTAÇÃO | PT 340 | MINISUBESTAÇÃO MARCA: PT 340 |  | 32,5940466 | -25,9747522 | Maputo | 500 | 11 | 0,4 | 3Φ | 1974 | 2426 | 2426000 |  |  |  |  | 45 | 223.7311 | 2202.2689 | 2202268.8889 | 2 | 121.3 | 121300 | 223731.1111 | 2304.7 | 2.222% | 51.2156 | 2253.4844 | 172.5156
10141103 | Minisubstation | MINISUBESTAÇÃO | PTS 89 | MINISUBESTAÇÃO MARCA:foto PTS 89 |  | 32,5944524 | -25,9741159 | Maputo | 500 | 11 | 0,4 | 3Φ | 1974 | 2426 | 2426000 | foto | FOTO |  |  | 45 | 223.7311 | 2202.2689 | 2202268.8889 | 2 | 121.3 | 121300 | 223731.1111 | 2304.7 | 2.222% | 51.2156 | 2253.4844 | 172.5156
10141103 | Minisubstation | MINISUBESTAÇÃO | PT65 | MINISUBESTAÇÃO MARCA:foto PT65 |  | 32,5904446 | -25,9751026 | Maputo | 630 | 11 | 0,4 | 3Φ | 1974 | 2772 | 2772000 | foto | FOTO |  |  | 45 | 255.64 | 2516.36 | 2516360 | 2 | 138.6 | 138600 | 255640 | 2633.4 | 2.222% | 58.52 | 2574.88 | 197.12
10141103 | Minisubstation | MINISUBESTAÇÃO | PT262 | MINISUBESTAÇÃO MARCA: PT262 PT262 | PT262 |  |  | Maputo City | 500 | 11 | 0.4 | 3Ø | 1975 | 2426 | 2426000 |  |  |  |  | 45 | 274.9467 | 2151.0533 | 2151053.3333 | 3 | 121.3 | 121300 | 274946.6667 | 2304.7 | 2.222% | 51.2156 | 2202.2689 | 223.7311 |  |  | Vladimir Lennin
10141103 | Minisubstation | MINISUBESTAÇÃO | PT31 | MINISUBESTAÇÃO MARCA:EFACEC PT31 PT31 | PT31 |  |  | Maputo City | 500 | 11 | 0.4 | 3Ø | 1975 | 2426 | 2426000 | EFACEC | 3386 |  |  | 45 | 274.9467 | 2151.0533 | 2151053.3333 | 3 | 121.3 | 121300 | 274946.6667 | 2304.7 | 2.222% | 51.2156 | 2202.2689 | 223.7311 |  |  | Jardin D.Berta/V Lennin
10141103 | Minisubstation | MINISUBESTAÇÃO | PT 49 | MINISUBESTAÇÃO MARCA:EFACEC PT 49 PT 49 | PT 49 |  |  | Maputo City | 500 | 11 | 0.4 | 3Ø | 1975 | 2426 | 2426000 | EFACEC |  |  |  | 45 | 274.9467 | 2151.0533 | 2151053.3333 | 3 | 121.3 | 121300 | 274946.6667 | 2304.7 | 2.222% | 51.2156 | 2202.2689 | 223.7311 |  |  | Karl Marx
10141103 | Minisubstation | MINISUBESTAÇÃO | PT 15 | MINISUBESTAÇÃO MARCA:EFACEC PT 15 PT 15 | PT 15 |  |  | Maputo City | 500 | 11 | 0.4 | 3Ø | 1975 | 2426 | 2426000 | EFACEC | 3329 |  |  | 45 | 274.9467 | 2151.0533 | 2151053.3333 | 3 | 121.3 | 121300 | 274946.6667 | 2304.7 | 2.222% | 51.2156 | 2202.2689 | 223.7311 |  |  | Praca Trabal Hadores
10141103 | Minisubstation | MINISUBESTAÇÃO | PT17 | MINISUBESTAÇÃO MARCA:EFACEC PT17 PT17 | PT17 | S 19°51'01.55" | E 034°52'.05" | BEIRA | 630 | 22 | 0.4 | 3 | 1976 | 2772 | 2772000 | EFACEC | 272224 |  |  | 45 | 372.68 | 2399.32 | 2399320 | 4 | 138.6 | 138600 | 372680 | 2633.4 | 2.222% | 58.52 | 2457.84 | 314.16 | Avenida FLPM Palmeiras | SOFALA
10141103 | Minisubstation | MINISUBESTAÇÃO | PTS 70 | MINISUBESTAÇÃO MARCA:EFACEC PTS 70 PTS 70 | PTS 70 |  |  | Maputo City | 500 | 11 | 0.4 | 3Ø | 1977 | 2426 | 2426000 | EFACEC |  |  |  | 45 | 377.3778 | 2048.6222 | 2048622.2222 | 5 | 121.3 | 121300 | 377377.7778 | 2304.7 | 2.222% | 51.2156 | 2099.8378 | 326.1622 |  |  | AS. Toure
10141103 | Minisubstation | MINISUBESTAÇÃO | AGXX/PTS0108 | MINISUBESTAÇÃO MARCA:TSA AGXX/PTS0108 AGXX/PTS0108 | AGXX/PTS0108 | 25º 03.305 | 033º 41.645 | Gaza | 200 | 11 | 0.4 | 3 | 1978 | 1733 | 1733000 | TSA | P03364A |  |  | 45 | 306.1633 | 1426.8367 | 1426836.6667 | 6 | 86.65 | 86650 | 306163.3333 | 1646.35 | 2.222% | 36.5856 | 1463.4222 | 269.5778 | Carioca Inhamissa | Gaza
10141103 | Minisubstation | MINISUBESTAÇÃO |  | MINISUBESTAÇÃO MARCA:HAWKER SIDDELEY SS1 | SS1 | S17 52 56.31 | E036 52 93.11 | QUALIMANE | 200 | 11 | 0.4 | 3 | 1978 | 1733 | 1733000 | HAWKER SIDDELEY | 61217/1 |  |  | 45 | 306.1633 | 1426.8367 | 1426836.6667 | 6 | 86.65 | 86650 | 306163.3333 | 1646.35 | 2.222% | 36.5856 | 1463.4222 | 269.5778
10141103 | Minisubstation | MINISUBESTAÇÃO | PT 12 | MINISUBESTAÇÃO MARCA:EFACEC PT 12 PT 12 | PT 12 |  |  | Maputo City | 630 | 11 | 0.4 | 3Ø | 1980 | 2772 | 2772000 | EFACEC |  |  |  | 45 | 606.76 | 2165.24 | 2165240 | 8 | 138.6 | 138600 | 606760 | 2633.4 | 2.222% | 58.52 | 2223.76 | 548.24 |  |  | Aga Khan/24 de Julho
10141103 | Minisubstation | MINISUBESTAÇÃO | PTS 138 | MINISUBESTAÇÃO MARCA:Motra PTS 138 |  | 32,5828378 | -25,9734347 | Maputo | 800 | 11 | 0,4 | 3Φ | 1981 | 3119 | 3119000 | Motra | LEL19338 |  |  | 45 | 748.56 | 2370.44 | 2370440 | 9 | 155.95 | 155950 | 748560 | 2963.05 | 2.222% | 65.8456 | 2436.2856 | 682.7144
10141103 | Minisubstation | MINISUBESTAÇÃO | PTS 138 | MINISUBESTAÇÃO MARCA:Motra PTS 138 |  | 32,5828378 | -25,9734347 | Maputo | 800 | 11 | 0,4 | 3Φ | 1981 | 3119 | 3119000 | Motra | LEL19338 |  |  | 45 | 748.56 | 2370.44 | 2370440 | 9 | 155.95 | 155950 | 748560 | 2963.05 | 2.222% | 65.8456 | 2436.2856 | 682.7144
10141103 | Minisubstation | MINISUBESTAÇÃO | PTS 101 | MINISUBESTAÇÃO MARCA:Motra PTS 101 |  | 32,59493256 | -25,9529424 | Maputo | 800 | 11 | 0,4 | 3Φ | 1981 | 3119 | 3119000 | Motra | LEL19339 |  |  | 45 | 748.56 | 2370.44 | 2370440 | 9 | 155.95 | 155950 | 748560 | 2963.05 | 2.222% | 65.8456 | 2436.2856 | 682.7144
10141103 | Minisubstation | MINISUBESTAÇÃO | PT 256 | MINISUBESTAÇÃO MARCA: PT 256 |  | 32,6016942 | -25,9467893 | Maputo | 800 | 11 | 0,4 | 3Φ | 1981 | 3119 | 3119000 |  |  |  |  | 45 | 748.56 | 2370.44 | 2370440 | 9 | 155.95 | 155950 | 748560 | 2963.05 | 2.222% | 65.8456 | 2436.2856 | 682.7144
10141103 | Minisubstation | MINISUBESTAÇÃO | PT 126 | MINISUBESTAÇÃO MARCA: PT 126 |  | 32,6052033 | -25,9489079 | Maputo | 800 | 11 | 0,4 | 3Φ | 1981 | 3119 | 3119000 |  |  |  |  | 45 | 748.56 | 2370.44 | 2370440 | 9 | 155.95 | 155950 | 748560 | 2963.05 | 2.222% | 65.8456 | 2436.2856 | 682.7144
10141103 | Minisubstation | MINISUBESTAÇÃO | PT 339 | MINISUBESTAÇÃO MARCA: PT 339 |  | 32,6063566 | -25,9493333 | Maputo | 800 | 11 | 0,4 | 3Φ | 1981 | 3119 | 3119000 |  |  |  |  | 45 | 748.56 | 2370.44 | 2370440 | 9 | 155.95 | 155950 | 748560 | 2963.05 | 2.222% | 65.8456 | 2436.2856 | 682.7144
10141103 | Minisubstation | MINISUBESTAÇÃO | PT 182 | MINISUBESTAÇÃO MARCA: PT 182 |  | 32,6062147 | -25,9504557 | Maputo | 800 | 11 | 0,4 | 3Φ | 1981 | 3119 | 3119000 |  |  |  |  | 45 | 748.56 | 2370.44 | 2370440 | 9 | 155.95 | 155950 | 748560 | 2963.05 | 2.222% | 65.8456 | 2436.2856 | 682.7144
10141103 | Minisubstation | MINISUBESTAÇÃO | Mini PS MBWE | MINISUBESTAÇÃO MARCA: Mini PS MBWE |  | 32,5982181 | -25,9667012 | Maputo | 800 | 11 | 0,4 | 3Φ | 1981 | 3119 | 3119000 |  |  |  |  | 45 | 748.56 | 2370.44 | 2370440 | 9 | 155.95 | 155950 | 748560 | 2963.05 | 2.222% | 65.8456 | 2436.2856 | 682.7144
10141103 | Minisubstation | MINISUBESTAÇÃO | PT 143 | MINISUBESTAÇÃO MARCA: PT 143 |  | 32,5980406 | -25,9655008 | Maputo | 800 | 11 | 0,4 | 3Φ | 1981 | 3119 | 3119000 |  |  |  |  | 45 | 748.56 | 2370.44 | 2370440 | 9 | 155.95 | 155950 | 748560 | 2963.05 | 2.222% | 65.8456 | 2436.2856 | 682.7144
10141103 | Minisubstation | MINISUBESTAÇÃO | PT ? | MINISUBESTAÇÃO MARCA: PT ? |  | 32,5980042 | -25,9640984 | Maputo | 800 | 11 | 0,4 | 3Φ | 1981 | 3119 | 3119000 |  |  |  |  | 45 | 748.56 | 2370.44 | 2370440 | 9 | 155.95 | 155950 | 748560 | 2963.05 | 2.222% | 65.8456 | 2436.2856 | 682.7144
10141103 | Minisubstation | MINISUBESTAÇÃO |  | MINISUBESTAÇÃO MARCA:ASEA PS1 OUTDOOR | PS1 OUTDOOR | S17 52 02.13 | E036 52 65.52 | QUALIMANE | 200 | 33 | 0.4 | 3 | 1981 | 3638 | 3638000 | ASEA | 7260877 |  |  | 45 | 873.12 | 2764.88 | 2764880 | 9 | 181.9 | 181900 | 873120 | 3456.1 | 2.222% | 76.8022 | 2841.6822 | 796.3178
10141103 | Minisubstation | MINISUBESTAÇÃO | PT60 | MINISUBESTAÇÃO MARCA:Hawker Siddeley PT60 |  | 32.5421 | -25.9436 | Maputo | 315 | 11 | 0,4 | 3Φ | 1982 | 1213 | 1213000 | Hawker Siddeley | M2779/1 |  |  | 45 | 316.7278 | 896.2722 | 896272.2222 | 10 | 60.65 | 60650 | 316727.7778 | 1152.35 | 2.222% | 25.6078 | 921.88 | 291.12 | Kamubucuane
10141103 | Minisubstation | MINISUBESTAÇÃO | PTS 136 | MINISUBESTAÇÃO MARCA:Tanelec PTS 136 |  | 32,5932703 | -25,9613486 | Maputo | 315 | 11 | 0,4 | 3Φ | 1985 | 1213 | 1213000 | Tanelec | T2200 |  |  | 45 | 393.5511 | 819.4489 | 819448.8889 | 13 | 60.65 | 60650 | 393551.1111 | 1152.35 | 2.222% | 25.6078 | 845.0567 | 367.9433
10141103 | Minisubstation | MINISUBESTAÇÃO | PT 92 | MINISUBESTAÇÃO MARCA: PT 92 |  | 32,5941886 | -25,9590893 | Maputo | 315 | 11 | 0.4 | 3Φ | 1985 | 1213 | 1213000 |  |  |  |  | 45 | 393.5511 | 819.4489 | 819448.8889 | 13 | 60.65 | 60650 | 393551.1111 | 1152.35 | 2.222% | 25.6078 | 845.0567 | 367.9433
10141103 | Minisubstation | MINISUBESTAÇÃO | PT 92A | MINISUBESTAÇÃO MARCA: PT 92A |  | 32,5944298 | -25,9586704 | Maputo | 315 | 11 | 0.4 | 3Φ | 1985 | 1213 | 1213000 |  |  |  |  | 45 | 393.5511 | 819.4489 | 819448.8889 | 13 | 60.65 | 60650 | 393551.1111 | 1152.35 | 2.222% | 25.6078 | 845.0567 | 367.9433
10141103 | Minisubstation | MINISUBESTAÇÃO | PT 73 | MINISUBESTAÇÃO MARCA: PT 73 |  | 32,5974309 | -25,9582039 | Maputo | 315 | 11 | 0.4 | 3Φ | 1985 | 1213 | 1213000 |  |  |  |  | 45 | 393.5511 | 819.4489 | 819448.8889 | 13 | 60.65 | 60650 | 393551.1111 | 1152.35 | 2.222% | 25.6078 | 845.0567 | 367.9433
10141103 | Minisubstation | MINISUBESTAÇÃO | PT 36 | MINISUBESTAÇÃO MARCA:Efacec PT 36 |  | 32,5999851 | -25,9591621 | Maputo | 500 | 11 | 0,4 | 3Φ | 1985 | 2426 | 2426000 | Efacec | 2790 |  |  | 45 | 787.1022 | 1638.8978 | 1638897.7778 | 13 | 121.3 | 121300 | 787102.2222 | 2304.7 | 2.222% | 51.2156 | 1690.1133 | 735.8867
10141103 | Minisubstation | MINISUBESTAÇÃO | PT 98 | MINISUBESTAÇÃO MARCA:Tanelec PT 98 |  | 32,5904632 | -25,9751038 | Maputo | 630 | 11 | 0,4 | 3Φ | 1985 | 2772 | 2772000 | Tanelec | T-2207 |  |  | 45 | 899.36 | 1872.64 | 1872640 | 13 | 138.6 | 138600 | 899360 | 2633.4 | 2.222% | 58.52 | 1931.16 | 840.84
10141103 | Minisubstation | MINISUBESTAÇÃO | PT 98 | MINISUBESTAÇÃO MARCA:Tanelec PT 98 |  | 32,5904632 | -25,9751038 | Maputo | 630 | 11 | 0,4 | 3Φ | 1985 | 2772 | 2772000 | Tanelec | T-2207 |  |  | 45 | 899.36 | 1872.64 | 1872640 | 13 | 138.6 | 138600 | 899360 | 2633.4 | 2.222% | 58.52 | 1931.16 | 840.84
10141103 | Minisubstation | MINISUBESTAÇÃO | AGCHI/PT42 | MINISUBESTAÇÃO MARCA:EFACEC AGCHI/PT42 AGCHI/PT42 | AGCHI/PT42 | S19 06 32,96 | E033 28 13,35 | CHIMOIO | 315 | 6.6 | 0.4 | 3 | 1987 | 1213 | 1213000 | EFACEC | 10180.2 |  |  | 45 | 444.7667 | 768.2333 | 768233.3333 | 15 | 60.65 | 60650 | 444766.6667 | 1152.35 | 2.222% | 25.6078 | 793.8411 | 419.1589 | PRACA DOS HERIOS | MANICA | Bairro Eduardo Mondlane
10141103 | Minisubstation | MINISUBESTAÇÃO | PT 5 | MINISUBESTAÇÃO MARCA:TANELEC PT 5 PT 5 | PT 5 |  |  | Maputo City | 630 | 11 | 0.4 | 3Ø | 1989 | 2772 | 2772000 | TANELEC | T-6203 |  |  | 45 | 1133.44 | 1638.56 | 1638560 | 17 | 138.6 | 138600 | 1133440 | 2633.4 | 2.222% | 58.52 | 1697.08 | 1074.92 |  |  | Marien Nguabi
10141103 | Minisubstation | MINISUBESTAÇÃO | PT 107 | MINISUBESTAÇÃO MARCA:France Transfo PT 107 |  | 32,5951376 | -25,9613478 | Maputo | 315 | 11 | 0,4 | 3Φ | 1989 | 1213 | 1213000 | France Transfo | 161330-02 |  |  | 45 | 495.9822 | 717.0178 | 717017.7778 | 17 | 60.65 | 60650 | 495982.2222 | 1152.35 | 2.222% | 25.6078 | 742.6256 | 470.3744
10141103 | Minisubstation | MINISUBESTAÇÃO | PT 62 | MINISUBESTAÇÃO MARCA: PT 62 |  | 32,595097 | -25,9592593 | Maputo | 315 | 11 | 0.4 | 3Φ | 1989 | 1213 | 1213000 |  |  |  |  | 45 | 495.9822 | 717.0178 | 717017.7778 | 17 | 60.65 | 60650 | 495982.2222 | 1152.35 | 2.222% | 25.6078 | 742.6256 | 470.3744
10141103 | Minisubstation | MINISUBESTAÇÃO | PTS 14 | MINISUBESTAÇÃO MARCA:Tanelec PTS 14 |  | 32,5759682 | -25,9697793 | Maputo | 315 | 11 | 0,4 | 3Φ | 1989 | 1213 | 1213000 | Tanelec | T-6192 |  |  | 45 | 495.9822 | 717.0178 | 717017.7778 | 17 | 60.65 | 60650 | 495982.2222 | 1152.35 | 2.222% | 25.6078 | 742.6256 | 470.3744
10141103 | Minisubstation | MINISUBESTAÇÃO | PT 109 | MINISUBESTAÇÃO MARCA:France Transfo PT 109 |  | 32,6130848 | -25,9479551 | Maputo | 500 | 11 | 0,4 | 3Φ | 1989 | 2426 | 2426000 | France Transfo | 161323-01 |  |  | 45 | 991.9644 | 1434.0356 | 1434035.5556 | 17 | 121.3 | 121300 | 991964.4444 | 2304.7 | 2.222% | 51.2156 | 1485.2511 | 940.7489
10141103 | Minisubstation | MINISUBESTAÇÃO | PTS 112 | MINISUBESTAÇÃO MARCA: PTS 112 |  | 32,6122796 | -25,9487995 | Maputo | 500 | 11 | 0,4 | 3Φ | 1989 | 2426 | 2426000 |  |  |  |  | 45 | 991.9644 | 1434.0356 | 1434035.5556 | 17 | 121.3 | 121300 | 991964.4444 | 2304.7 | 2.222% | 51.2156 | 1485.2511 | 940.7489
10141103 | Minisubstation | MINISUBESTAÇÃO | PT 32 | MINISUBESTAÇÃO MARCA:TANELEC PT 32 PT 32 | PT 32 |  |  | Maputo City | 630 | 11 | 0.4 | 3Ø | 1990 | 2772 | 2772000 | TANELEC | T6861 |  |  | 45 | 1191.96 | 1580.04 | 1580040 | 18 | 138.6 | 138600 | 1191960 | 2633.4 | 2.222% | 58.52 | 1638.56 | 1133.44 |  |  | Karl Marx
10141103 | Minisubstation | MINISUBESTAÇÃO | PT 56 | MINISUBESTAÇÃO MARCA:Efacec PT 56 |  | 32,5854239 | -25,9539346 | Maputo | 500 | 11 | 0,4 | 3Φ | 1990 | 2426 | 2426000 | Efacec | CEI76-1976 |  |  | 45 | 1043.18 | 1382.82 | 1382820 | 18 | 121.3 | 121300 | 1043180 | 2304.7 | 2.222% | 51.2156 | 1434.0356 | 991.9644
10141103 | Minisubstation | MINISUBESTAÇÃO | PT 34 | MINISUBESTAÇÃO MARCA: PT 34 |  | 32,5831512 | -25,9540076 | Maputo | 500 | 11 | 0,4 | 3Φ | 1990 | 2426 | 2426000 |  |  |  |  | 45 | 1043.18 | 1382.82 | 1382820 | 18 | 121.3 | 121300 | 1043180 | 2304.7 | 2.222% | 51.2156 | 1434.0356 | 991.9644
10141103 | Minisubstation | MINISUBESTAÇÃO | PT 328 | MINISUBESTAÇÃO MARCA: PT 328 |  | 32,5840269 | -25,9520269 | Maputo | 500 | 11 | 0,4 | 3Φ | 1990 | 2426 | 2426000 |  |  |  |  | 45 | 1043.18 | 1382.82 | 1382820 | 18 | 121.3 | 121300 | 1043180 | 2304.7 | 2.222% | 51.2156 | 1434.0356 | 991.9644
10141103 | Minisubstation | MINISUBESTAÇÃO | PT 385 | MINISUBESTAÇÃO MARCA: PT 385 |  | 32,5872027 | -25,9522351 | Maputo | 500 | 11 | 0,4 | 3Φ | 1990 | 2426 | 2426000 |  |  |  |  | 45 | 1043.18 | 1382.82 | 1382820 | 18 | 121.3 | 121300 | 1043180 | 2304.7 | 2.222% | 51.2156 | 1434.0356 | 991.9644
10141103 | Minisubstation | MINISUBESTAÇÃO | PT 205 | MINISUBESTAÇÃO MARCA: PT 205 |  | 32,6109819 | -25,9168916 | Maputo | 630 | 11 | 0,4 | 3Φ | 1990 | 2772 | 2772000 |  |  |  |  | 45 | 1191.96 | 1580.04 | 1580040 | 18 | 138.6 | 138600 | 1191960 | 2633.4 | 2.222% | 58.52 | 1638.56 | 1133.44 | Mahotas
10141103 | Reactor | REACTOR | 1 | REACTOR MARCA:ALSTHOM NAMPULA 220Kv 1 | NAMPULA 220Kv | S15°7'28.20" | E039°13'6.147" | NAMPULA | 200000 | 33 |  | 3 | 1983 | 32432 | 32432000 | ALSTHOM | 224590-02 |  |  | 45 | 9153.0311 | 23278.9689 | 23278968.8889 | 11 | 1621.6 | 1621600 | 9153031.1111 | 30810.4 | 2.222% | 684.6756 | 23963.6444 | 8468.3556
10141103 | Reactor | REACTOR | 1 | REACTOR MARCA:ALSTHOM NAMPULA 220Kv 1 | NAMPULA 220Kv | S15°7'28.20" | E039°13'6.147" | NAMPULA | 20000 | 33 |  | 3 | 1983 | 12090 | 12090000 | ALSTHOM | 224590-02 |  |  | 45 | 3412.0667 | 8677.9333 | 8677933.3333 | 11 | 604.5 | 604500 | 3412066.6667 | 11485.5 | 2.222% | 255.2333 | 8933.1667 | 3156.8333
10141103 | Reactor | REACTOR | 1 | REACTOR MARCA:ALSTOM ALTO MOLOCUE 1 | ALTO MOLOCUE | 15°39'10.268" | 37°40'14.559" | ALTO MOLOCUE | 20000 | 33 |  | 3 | 1983 | 1290 | 1290000 | ALSTOM | 224 90 01 |  |  | 45 | 364.0667 | 925.9333 | 925933.3333 | 11 | 64.5 | 64500 | 364066.6667 | 1225.5 | 2.222% | 27.2333 | 953.1667 | 336.8333
10141103 | Pole-Mounted Transformer | TRANSFORMADOR | PTS 02 | TRANSFORMADOR MARCA:ENAE Inhambane PTS 02 | Inhambane | 35,38060 | -23,86381 | Inhambane | 300 | 33 | 0.4 | 3Φ | 1940 | 1039 | 1039000 | ENAE | SP-HIP |  |  | 45 | 161.6222 | 877.3778 | 877377.7778 | 5 | 51.95 | 51950 | 161622.2222 | 987.05 | 2.222% | 21.9344 | 899.3122 | 139.6878
10141103 | Pole-Mounted Transformer | TRANSFORMADOR | PTS 03 | TRANSFORMADOR MARCA: Inhambane PTS 03 | Inhambane | 35,38602 | -23,86528 | Inhambane | 300 | 33 | 0.4 | 3Φ | 1940 | 1039 | 1039000 |  |  |  |  | 45 | 161.6222 | 877.3778 | 877377.7778 | 5 | 51.95 | 51950 | 161622.2222 | 987.05 | 2.222% | 21.9344 | 899.3122 | 139.6878
10141103 | Pole-Mounted Transformer | TRANSFORMADOR | PTS 04 | TRANSFORMADOR MARCA: Inhambane PTS 04 | Inhambane | 35,38884 | -23,86445 | Inhambane | 300 | 33 | 0.4 | 3Φ | 1940 | 1039 | 1039000 |  |  |  |  | 45 | 161.6222 | 877.3778 | 877377.7778 | 5 | 51.95 | 51950 | 161622.2222 | 987.05 | 2.222% | 21.9344 | 899.3122 | 139.6878
10141103 | Auxiliary Transformer | TRANSFORMADOR AUXILIAR |  | TRANSFORMADOR AUXILIAR MARCA:13495S CHIMOIO 1 | CHIMOIO 1 | S19ᵒ07'46,12" | E033ᵒ29'15,71" | CHIMOIO 1 | 200 | 6.6 | 0.4 | 3Φ | 1964 | 572 | 572000 | 13495S | 13495S |  |  | 45 | 88.9778 | 483.0222 | 483022.2222 | 5 | 28.6 | 28600 | 88977.7778 | 543.4 | 2.222% | 12.0756 | 495.0978 | 76.9022
10141103 | Auxiliary Transformer | TRANSFORMADOR AUXILIAR |  | TRANSFORMADOR AUXILIAR MARCA:MORE TRAFO Indoor Substation 1 | Indoor Substation 1 | S 019°50'9,66" | E 034°50'27,09 | Beira | 50 | 22 | 0.4 | 3 | 1968 | 643 | 643000 | MORE TRAFO | T962143 |  |  | 45 | 100.0222 | 542.9778 | 542977.7778 | 5 | 32.15 | 32150 | 100022.2222 | 610.85 | 2.222% | 13.5744 | 556.5522 | 86.4478 | SOFALA | MAQUINIO
10141103 | Auxiliary Transformer | TRANSFORMADOR AUXILIAR |  | TRANSFORMADOR AUXILIAR MARCA:T3NUK MATUNDO | MATUNDO | S16°8'21.93” | E33°36'52.92” | TETE | 160 | 66 | 0.4 | 3 | 1969 | 1039 | 1039000 | T3NUK | 5506332 |  |  | 45 | 161.6222 | 877.3778 | 877377.7778 | 5 | 51.95 | 51950 | 161622.2222 | 987.05 | 2.222% | 21.9344 | 899.3122 | 139.6878 | TETE | TETE
10141103 | Auxiliary Transformer | TRANSFORMADOR AUXILIAR |  | TRANSFORMADOR AUXILIAR MARCA:English electric Se1 | Se1 |  |  | Maputo | 40 | 10.5 | 0.4 | 3 | 1969 | 643 | 643000 | English electric | R20802/1 |  |  | 45 | 100.0222 | 542.9778 | 542977.7778 | 5 | 32.15 | 32150 | 100022.2222 | 610.85 | 2.222% | 13.5744 | 556.5522 | 86.4478 |  | B central
10141103 | Auxiliary Transformer | TRANSFORMADOR AUXILIAR |  | TRANSFORMADOR AUXILIAR MARCA:English electric Se1 | Se1 |  |  | Maputo | 40 | 10.5 | 0.4 | 3 | 1969 | 643 | 643000 | English electric | R20802/2 |  |  | 45 | 100.0222 | 542.9778 | 542977.7778 | 5 | 32.15 | 32150 | 100022.2222 | 610.85 | 2.222% | 13.5744 | 556.5522 | 86.4478 |  | B central
10141103 | Auxiliary Transformer | TRANSFORMADOR AUXILIAR | AUX TRFR 2 | TRANSFORMADOR AUXILIAR MARCA:A.C.E METZ NACALA AUX TRFR 2 | NACALA | 14°33'24.851" | 40°40'21.418" | NACALA | 1000 | 6.6KV | 400 | 3 | 1973 | 1650 | 1650000 | A.C.E METZ | 85511 |  |  | 45 | 117.3333 | 1532.6667 | 1532666.6667 | 1 | 82.5 | 82500 | 117333.3333 | 1567.5 | 2.222% | 34.8333 | 1567.5 | 82.5
10141103 | Auxiliary Transformer | TRANSFORMADOR AUXILIAR |  | TRANSFORMADOR AUXILIAR MARCA:EFACEC Indoor Sbstation 2 | Indoor Sbstation 2 | S 19°50'24,12" | E 034°53'54,62" | Beira | 50 | 22 | 6.6 | 3 | 1973 | 643 | 643000 | EFACEC |  |  |  | 45 | 45.7244 | 597.2756 | 597275.5556 | 1 | 32.15 | 32150 | 45724.4444 | 610.85 | 2.222% | 13.5744 | 610.85 | 32.15 | SOFALA | Macuti | n/a
10141103 | Auxiliary Transformer | TRANSFORMADOR AUXILIAR | AUX TRFR 2 | TRANSFORMADOR AUXILIAR MARCA:A.C.E METZ NACALA AUX TRFR 2 | NACALA | 14°33'24.851" | 40°40'21.418" | NACALA | 1000 | 6.6KV | 400 | 3 | 1973 | 1650 | 1650000 | A.C.E METZ | 85511 |  |  | 45 | 117.3333 | 1532.6667 | 1532666.6667 | 1 | 82.5 | 82500 | 117333.3333 | 1567.5 | 2.222% | 34.8333 | 1567.5 | 82.5
10141103 | Auxiliary Transformer | TRANSFORMADOR AUXILIAR | PS 5 | TRANSFORMADOR AUXILIAR MARCA:EFACEC PS 5 PS 5 | PS 5 |  |  | Maputo City | 500 | 11 | 0.4 | 3Ø | 1977 | 1016 | 1016000 | EFACEC |  |  |  | 45 | 158.0444 | 857.9556 | 857955.5556 | 5 | 50.8 | 50800 | 158044.4444 | 965.2 | 2.222% | 21.4489 | 879.4044 | 136.5956 |  |  | Zedequias Manganhela
10141103 | Auxiliary Transformer | TRANSFORMADOR AUXILIAR | PS 6 | TRANSFORMADOR AUXILIAR MARCA:EFACEC PS 6 PS 6 | PS 6 |  |  | Maputo City | 500 | 11 | 0.4 | 3Ø | 1977 | 1016 | 1016000 | EFACEC | 731-58-1 |  |  | 45 | 158.0444 | 857.9556 | 857955.5556 | 5 | 50.8 | 50800 | 158044.4444 | 965.2 | 2.222% | 21.4489 | 879.4044 | 136.5956 |  |  | V. Lennin
10141103 | Auxiliary Transformer | TRANSFORMADOR AUXILIAR |  | TRANSFORMADOR AUXILIAR MARCA:EFACEC MATOLA 275 | MATOLA 275 |  |  | Maputo | 400 | 33 | 0.4 | 3 | 1979 | 1200 | 1200000 | EFACEC |  |  |  | 45 | 237.3333 | 962.6667 | 962666.6667 | 7 | 60 | 60000 | 237333.3333 | 1140 | 2.222% | 25.3333 | 988 | 212
10141103 | Auxiliary Transformer | TRANSFORMADOR AUXILIAR |  | TRANSFORMADOR AUXILIAR MARCA:EFACEC MATOLA 275 | MATOLA 275 |  |  | Maputo | 400 | 33 | 0.4 | 3 | 1979 | 1200 | 1200000 | EFACEC |  |  |  | 45 | 237.3333 | 962.6667 | 962666.6667 | 7 | 60 | 60000 | 237333.3333 | 1140 | 2.222% | 25.3333 | 988 | 212
10141103 | Auxiliary Transformer | TRANSFORMADOR AUXILIAR |  | TRANSFORMADOR AUXILIAR MARCA:MOTRA SIEMENS Aeroporto | Aeroporto |  |  | Maputo | 50 | 11 | 0.4 | 3 | 1981 | 643 | 643000 | MOTRA SIEMENS | TS4741A |  |  | 45 | 154.32 | 488.68 | 488680 | 9 | 32.15 | 32150 | 154320 | 610.85 | 2.222% | 13.5744 | 502.2544 | 140.7456
10141103 | Auxiliary Transformer | TRANSFORMADOR AUXILIAR | AT 1 | TRANSFORMADOR AUXILIAR MARCA:ALSTHOM NAMPULA 220Kv AT 1 | NAMPULA 220Kv | S15°7'28.20" | E039°13'6.147" | NAMPULA | 400 | 33Kv | 400 | 3 | 1982 | 1039 | 1039000 | ALSTHOM | P21555A04 |  |  | 45 | 271.2944 | 767.7056 | 767705.5556 | 10 | 51.95 | 51950 | 271294.4444 | 987.05 | 2.222% | 21.9344 | 789.64 | 249.36
10141103 | Auxiliary Transformer | TRANSFORMADOR AUXILIAR | AT 1 | TRANSFORMADOR AUXILIAR MARCA:NEBB CENTRAL HYDRICO AT 1 | CENTRAL HYDRICO | 13°17'27.502 | 35°20'0.751" | LICHINGA | 850 | 33KV | 400 | 3 | 1982 | 1475 | 1475000 | NEBB | 82-0791 |  |  | 45 | 385.1389 | 1089.8611 | 1089861.1111 | 10 | 73.75 | 73750 | 385138.8889 | 1401.25 | 2.222% | 31.1389 | 1121 | 354
10141103 | Auxiliary Transformer | TRANSFORMADOR AUXILIAR | AT 1 | TRANSFORMADOR AUXILIAR MARCA:ALSTHOM NAMPULA 220Kv AT 1 | NAMPULA 220Kv | S15°7'28.20" | E039°13'6.147" | NAMPULA | 400 | 33Kv | 400 | 3 | 1982 | 1200 | 1200000 | ALSTHOM | P21555A04 |  |  | 45 | 313.3333 | 886.6667 | 886666.6667 | 10 | 60 | 60000 | 313333.3333 | 1140 | 2.222% | 25.3333 | 912 | 288
10141103 | Auxiliary Transformer | TRANSFORMADOR AUXILIAR | AT 1 | TRANSFORMADOR AUXILIAR MARCA:NEBB CENTRAL HYDRICO AT 1 | CENTRAL HYDRICO | 13°17'27.502 | 35°20'0.751" | LICHINGA | 850 | 33KV | 400 | 3 | 1982 | 1890 | 1890000 | NEBB | 82-0791 |  |  | 45 | 493.5 | 1396.5 | 1396500 | 10 | 94.5 | 94500 | 493500 | 1795.5 | 2.222% | 39.9 | 1436.4 | 453.6
10141103 | Auxiliary Transformer | TRANSFORMADOR AUXILIAR |  | TRANSFORMADOR AUXILIAR MARCA:ALSTHOM CERAMCA | CERAMCA | S17 43 18.30 | E036 53 41.38 | QUALIMANE | 400 | 33 | 0,4 | 3 | 1982 | 1200 | 1200000 | ALSTHOM | P21555A02 |  |  | 45 | 313.3333 | 886.6667 | 886666.6667 | 10 | 60 | 60000 | 313333.3333 | 1140 | 2.222% | 25.3333 | 912 | 288
10141103 | Auxiliary Transformer | TRANSFORMADOR AUXILIAR |  | TRANSFORMADOR AUXILIAR MARCA:UNITRAFO CERAMCA | CERAMCA | S17 43 18.30 | E036 53 41.38 | QUALIMANE | 400 | 33 | 0,4 | 3 | 1982 | 1200 | 1200000 | UNITRAFO | E53617.1 |  |  | 45 | 313.3333 | 886.6667 | 886666.6667 | 10 | 60 | 60000 | 313333.3333 | 1140 | 2.222% | 25.3333 | 912 | 288
10141103 | Auxiliary Transformer | TRANSFORMADOR AUXILIAR |  | TRANSFORMADOR AUXILIAR MARCA:ALSTHOM MOCUBA | MOCUBA | S16 49 25.00 | E037 01 35.26 | MOCUBA | 400 | 33 | 0,4 | 3 | 1982 | 1200 | 1200000 | ALSTHOM | P21 555 A01 |  |  | 45 | 313.3333 | 886.6667 | 886666.6667 | 10 | 60 | 60000 | 313333.3333 | 1140 | 2.222% | 25.3333 | 912 | 288
10141103 | Auxiliary Transformer | TRANSFORMADOR AUXILIAR |  | TRANSFORMADOR AUXILIAR MARCA:ASEA MONTEPUEZ INTERMEDIATE | MONTEPUEZ INTERMEDIATE | S 13˚07'25,2'' | E039˚31'36,2'' | MONTEPUEZ | 500 | 11 | 0.4 | 3 | 1985 | 1200 | 1200000 | ASEA |  |  |  | 45 | 389.3333 | 810.6667 | 810666.6667 | 13 | 60 | 60000 | 389333.3333 | 1140 | 2.222% | 25.3333 | 836 | 364 |  | MONTEPUEZ
10141103 | Auxiliary Transformer | TRANSFORMADOR AUXILIAR | AUX TRFR 1 | TRANSFORMADOR AUXILIAR MARCA:GONELLA PS02 AUX TRFR 1 | PS02 | 14°32'30.869" | 40°40'19.998" | NACALA | 630 | 11KV | 400 | 3 | 1987 | 1200 | 1200000 | GONELLA | 30420 |  |  | 45 | 440 | 760 | 760000 | 15 | 60 | 60000 | 440000 | 1140 | 2.222% | 25.3333 | 785.3333 | 414.6667
10141103 | Auxiliary Transformer | TRANSFORMADOR AUXILIAR | AUX TRFR 1 | TRANSFORMADOR AUXILIAR MARCA:GONELLA PS02 AUX TRFR 1 | PS02 | 14°32'30.869" | 40°40'19.998" | NACALA | 630 | 11KV | 400 | 3 | 1987 | 1200 | 1200000 | GONELLA | 30420 |  |  | 45 | 440 | 760 | 760000 | 15 | 60 | 60000 | 440000 | 1140 | 2.222% | 25.3333 | 785.3333 | 414.6667
10141103 | Auxiliary Transformer | TRANSFORMADOR AUXILIAR |  | TRANSFORMADOR AUXILIAR MARCA:PAUWELS TRAFO GUARAGUARA | GUARAGUARA |  |  | BUZI | 50 | 33 | 0.4 | 3 | 1988 | 505 | 505000 | PAUWELS TRAFO | 88N4671 |  |  | 45 | 195.8278 | 309.1722 | 309172.2222 | 16 | 25.25 | 25250 | 195827.7778 | 479.75 | 2.222% | 10.6611 | 319.8333 | 185.1667
10141103 | Auxiliary Transformer | TRANSFORMADOR AUXILIAR |  | TRANSFORMADOR AUXILIAR MARCA:ASEA Munhava | Munhava | S 19°48'26.02" | E 034°51'09.28" | Beira | 50 | 22 | 0.4 | 3 | 1988 | 643 | 643000 | ASEA | 6131395 |  |  | 45 | 249.3411 | 393.6589 | 393658.8889 | 16 | 32.15 | 32150 | 249341.1111 | 610.85 | 2.222% | 13.5744 | 407.2333 | 235.7667 | SOFALA | Sofala
10141103 | Auxiliary Transformer | TRANSFORMADOR AUXILIAR |  | TRANSFORMADOR AUXILIAR MARCA:Abb Se5 | Se5 |  |  | Maputo | 400 | 11 | 0.4 | 3 | 1989 | 1200 | 1200000 | Abb | 420-24977 |  |  | 45 | 490.6667 | 709.3333 | 709333.3333 | 17 | 60 | 60000 | 490666.6667 | 1140 | 2.222% | 25.3333 | 734.6667 | 465.3333
10141103 | Ground-Mounted Transformer | TRANSFORMADOR | PT164 | TRANSFORMADOR MARCA:BROWN BOVERI Badem PT164 PT164 | PT164 | 693124 | 7807122 | BEIRA | 200 | 6.6 | 0.4 | 3 | 1944 | 572 | 572000 | BROWN BOVERI Badem | 74203 |  |  | 45 | 88.9778 | 483.0222 | 483022.2222 | 5 | 28.6 | 28600 | 88977.7778 | 543.4 | 2.222% | 12.0756 | 495.0978 | 76.9022 | Auto Industrial Pioneiros | SOFALA
10141103 | Ground-Mounted Transformer | TRANSFORMADOR | PT170 | TRANSFORMADOR MARCA:Sachsenwelk PT170 PT170 | PT170 | 693877.1 | 7807676.5 | BEIRA | 100 | 6.6 | 0.4 | 3 | 1957 | 763 | 763000 | Sachsenwelk | 16111 |  |  | 45 | 118.6889 | 644.3111 | 644311.1111 | 5 | 38.15 | 38150 | 118688.8889 | 724.85 | 2.222% | 16.1078 | 660.4189 | 102.5811 | Fábrica de Malhas Munhava | SOFALA
10141103 | Ground-Mounted Transformer | TRANSFORMADOR | PT110 | TRANSFORMADOR MARCA:Efacec PT110 PT110 | PT110 | 695781.4 | 7811335.6 | BEIRA | 100 | 22 | 0.4 | 3 | 1958 | 763 | 763000 | Efacec | 18154 |  |  | 45 | 118.6889 | 644.3111 | 644311.1111 | 5 | 38.15 | 38150 | 118688.8889 | 724.85 | 2.222% | 16.1078 | 660.4189 | 102.5811 | Móveis Castela Manga | SOFALA
10141103 | Ground-Mounted Transformer | TRANSFORMADOR | PT29 | TRANSFORMADOR MARCA:Lepper PT29 PT29 | PT29 | 693063.6 | 7804669.9 | BEIRA | 315 | 6.6 | 0.4 | 3 | 1959 | 840 | 840000 | Lepper | 85148 |  |  | 45 | 130.6667 | 709.3333 | 709333.3333 | 5 | 42 | 42000 | 130666.6667 | 798 | 2.222% | 17.7333 | 727.0667 | 112.9333 | Em Frente as Oficinas da DANMO | SOFALA
10141103 | Ground-Mounted Transformer | TRANSFORMADOR | PT102 | TRANSFORMADOR MARCA:Sachsenweir PT102 PT102 | PT102 | 695628.3 | 7810814.3 | BEIRA | 150 | 22 | 0.4 | 3 | 1959 | 572 | 572000 | Sachsenweir | 17839 B |  |  | 45 | 88.9778 | 483.0222 | 483022.2222 | 5 | 28.6 | 28600 | 88977.7778 | 543.4 | 2.222% | 12.0756 | 495.0978 | 76.9022 | Depósito da Coca-cola Vaz | SOFALA
10141103 | Ground-Mounted Transformer | TRANSFORMADOR | PTS 25 | TRANSFORMADOR MARCA:EFACEC PTS 25 PTS 25 | PTS 25 |  |  | Maputo City | 500 | 11 | 0.4 | 3Ø | 1960 | 1016 | 1016000 | EFACEC | 2972 |  |  | 45 | 158.0444 | 857.9556 | 857955.5556 | 5 | 50.8 | 50800 | 158044.4444 | 965.2 | 2.222% | 21.4489 | 879.4044 | 136.5956 |  |  | Fillipe S. Magaia
10141103 | Ground-Mounted Transformer | TRANSFORMADOR | PTS 153 | TRANSFORMADOR MARCA:Metropolitan Vickers PTS 153 PTS 153 | PTS 153 |  |  | Maputo City | 250 | 11 | 0.4 | 3Ø | 1960 | 840 | 840000 | Metropolitan Vickers | 192463 |  |  | 45 | 130.6667 | 709.3333 | 709333.3333 | 5 | 42 | 42000 | 130666.6667 | 798 | 2.222% | 17.7333 | 727.0667 | 112.9333 |  |  | Samora Machael
10141103 | Ground-Mounted Transformer | TRANSFORMADOR |  | TRANSFORMADOR MARCA:EFACEC Indoor Substation 1 | Indoor Substation 1 | S 019°50'9,66" | E 034°50'27,09 | Beira | 5000 | 22 | 6.6 | 3 | 1963 | 20419 | 20419000 | EFACEC | TF/G63/259 |  |  | 45 | 3176.2889 | 17242.7111 | 17242711.1111 | 5 | 1020.95 | 1020950 | 3176288.8889 | 19398.05 | 2.222% | 431.0678 | 17673.7789 | 2745.2211 | SOFALA | MAQUINIO
10141103 | Ground-Mounted Transformer | TRANSFORMADOR |  | TRANSFORMADOR MARCA:EFACEC Indoor Substation 5 | Indoor Substation 5 | S 19°49'50,51" | E 034°50'24,33" | Beira | 5000 | 22 | 6.6 | 3 | 1963 | 20419 | 20419000 | EFACEC | TF/G63/258 |  |  | 45 | 3176.2889 | 17242.7111 | 17242711.1111 | 5 | 1020.95 | 1020950 | 3176288.8889 | 19398.05 | 2.222% | 431.0678 | 17673.7789 | 2745.2211 | SOFALA | Munhava | n/a
10141103 | Ground-Mounted Transformer | TRANSFORMADOR | PT15 | TRANSFORMADOR MARCA:Abardare PT15 PT15 | PT15 | 694432.4 | 7806208.8 | BEIRA | 500 | 6.6 | 0.4 | 3 | 1964 | 1016 | 1016000 | Abardare | 4535 |  |  | 45 | 158.0444 | 857.9556 | 857955.5556 | 5 | 50.8 | 50800 | 158044.4444 | 965.2 | 2.222% | 21.4489 | 879.4044 | 136.5956 | Avenida 24 de Julho Matacuane(Ponto Final) | SOFALA
10141103 | Ground-Mounted Transformer | TRANSFORMADOR | PTS 54 | TRANSFORMADOR MARCA: PTS 54 PTS 54 | PTS 54 |  |  | Maputo City | 500 | 11 | 0.4 | 3Ø | 1965 | 1016 | 1016000 |  |  |  |  | 45 | 158.0444 | 857.9556 | 857955.5556 | 5 | 50.8 | 50800 | 158044.4444 | 965.2 | 2.222% | 21.4489 | 879.4044 | 136.5956 |  |  | Eduardo Mondlane
10141103 | Ground-Mounted Transformer | TRANSFORMADOR | PT23 | TRANSFORMADOR MARCA:Motra/Sabuco PT23 PT23 | PT23 | 693523.5 | 7807569 | BEIRA | 315 | 6.6 | 0.4 | 3 | 1965 | 840 | 840000 | Motra/Sabuco | 10 |  |  | 45 | 130.6667 | 709.3333 | 709333.3333 | 5 | 42 | 42000 | 130666.6667 | 798 | 2.222% | 17.7333 | 727.0667 | 112.9333 | Mogás - Rua Algarve Pioneiros | SOFALA
10141103 | Ground-Mounted Transformer | TRANSFORMADOR | PT36 | TRANSFORMADOR MARCA:Motra Sabuco PT36 PT36 | PT36 | 694498.6 | 7804291.3 | BEIRA | 315 | 6.6 | 0.4 | 3 | 1965 | 840 | 840000 | Motra Sabuco | 2974 |  |  | 45 | 130.6667 | 709.3333 | 709333.3333 | 5 | 42 | 42000 | 130666.6667 | 798 | 2.222% | 17.7333 | 727.0667 | 112.9333 | Rua João de Queiróz(Palmeiras I Casa dos Prof. de IICB) | SOFALA
10141103 | Ground-Mounted Transformer | TRANSFORMADOR | PT79 | TRANSFORMADOR MARCA:Motra Sabuco PT79 PT79 | PT79 | 692619.8 | 7805581.2 | BEIRA | 315 | 6.6 | 0.4 | 3 | 1965 | 840 | 840000 | Motra Sabuco | Lel 2977 |  |  | 45 | 130.6667 | 709.3333 | 709333.3333 | 5 | 42 | 42000 | 130666.6667 | 798 | 2.222% | 17.7333 | 727.0667 | 112.9333 | Diário de Moçambique Baixa | SOFALA
10141103 | Ground-Mounted Transformer | TRANSFORMADOR | PT150 | TRANSFORMADOR MARCA:Motra - Sabugo PT150 PT150 | PT150 | 694148.1 | 7805634.4 | BEIRA | 315 | 6.6 | 0.4 | 3 | 1965 | 840 | 840000 | Motra - Sabugo | LEL 2975 |  |  | 45 | 130.6667 | 709.3333 | 709333.3333 | 5 | 42 | 42000 | 130666.6667 | 798 | 2.222% | 17.7333 | 727.0667 | 112.9333 | Esturro 6 ͣ Rua | SOFALA
10141103 | Ground-Mounted Transformer | TRANSFORMADOR | #REF! | #REF! | MONAPO | 15°02.106 | 40°44.020 | Ilha de Moc. | 500 | 11KV | 400 | 3 | 1966 | 1016 | 1016000 |  |  |  |  | 45 | 158.0444 | 857.9556 | 857955.5556 | 5 | 50.8 | 50800 | 158044.4444 | 965.2 | 2.222% | 21.4489 | 879.4044 | 136.5956 |  | Museu/ Municipio |  | Past assigned age - added 5 years
10141103 | Ground-Mounted Transformer | TRANSFORMADOR | #REF! | #REF! | MONAPO | 15°02.106 | 40°44.020 | Ilha de Moc. | 500 | 11KV | 400 | 3 | 1966 | 1016 | 1016000 | TSA | 112400 |  |  | 45 | 158.0444 | 857.9556 | 857955.5556 | 5 | 50.8 | 50800 | 158044.4444 | 965.2 | 2.222% | 21.4489 | 879.4044 | 136.5956 |  | Museu/ Municipio |  | Past assigned age - added 5 years
10141103 | Ground-Mounted Transformer | TRANSFORMADOR | PT 90 | TRANSFORMADOR MARCA:MOTRA PT 90 |  | 32,4611793 | -25,8992362 | Maputo | 250 | 33 | 0,4 | 3Φ | 1966 | 991 | 991000 | MOTRA | LEL3172 |  |  | 45 | 154.1556 | 836.8444 | 836844.4444 | 5 | 49.55 | 49550 | 154155.5556 | 941.45 | 2.222% | 20.9211 | 857.7656 | 133.2344 | Mashava
10141103 | Ground-Mounted Transformer | TRANSFORMADOR | PTS 42 | TRANSFORMADOR MARCA:First Electric PTS 42 PTS 42 | PTS 42 |  |  | Maputo City | 70 | 11 | 0.4 | 3Ø | 1967 | 763 | 763000 | First Electric | 192455 |  |  | 45 | 118.6889 | 644.3111 | 644311.1111 | 5 | 38.15 | 38150 | 118688.8889 | 724.85 | 2.222% | 16.1078 | 660.4189 | 102.5811
10141103 | Ground-Mounted Transformer | TRANSFORMADOR | PTS 02 | TRANSFORMADOR MARCA:EFACEC PTS 02 PTS 02 | PTS 02 |  |  | Maputo City | 500 | 11 | 0.4 | 3Ø | 1967 | 1016 | 1016000 | EFACEC | 11321 |  |  | 45 | 158.0444 | 857.9556 | 857955.5556 | 5 | 50.8 | 50800 | 158044.4444 | 965.2 | 2.222% | 21.4489 | 879.4044 | 136.5956 |  |  | Samora Machael
10141103 | Ground-Mounted Transformer | TRANSFORMADOR | PTS 69 | TRANSFORMADOR MARCA:EFACEC PTS 69 PTS 69 | PTS 69 |  |  | Mabukwane | 500 | 11 | 0.4 | 3Ø | 1967 | 1016 | 1016000 | EFACEC | 11979 |  |  | 45 | 158.0444 | 857.9556 | 857955.5556 | 5 | 50.8 | 50800 | 158044.4444 | 965.2 | 2.222% | 21.4489 | 879.4044 | 136.5956
10141103 | Ground-Mounted Transformer | TRANSFORMADOR |  | TRANSFORMADOR MARCA:AEG SE-TETE | SE-TETE | 564339.194 | 8210024.153 | TETE | 250 | 33 | 0.4 | 3 | 1968 | 991 | 991000 | AEG | 8839227 |  |  | 45 | 154.1556 | 836.8444 | 836844.4444 | 5 | 49.55 | 49550 | 154155.5556 | 941.45 | 2.222% | 20.9211 | 857.7656 | 133.2344 | TETE | MAMBOZY.1
10141103 | Ground-Mounted Transformer | TRANSFORMADOR | T33 | TRANSFORMADOR MARCA:JOHNSON AND PHILLIPS NACALA T33 | NACALA | 14°33'24.851" | 40°40'21.418" | NACALA | 10000 | 33KV | 11 | 3 | 1968 | 20419 | 20419000 | JOHNSON AND PHILLIPS | 5831 |  |  | 45 | 3176.2889 | 17242.7111 | 17242711.1111 | 5 | 1020.95 | 1020950 | 3176288.8889 | 19398.05 | 2.222% | 431.0678 | 17673.7789 | 2745.2211
10141103 | Ground-Mounted Transformer | TRANSFORMADOR | PTS 67 | TRANSFORMADOR MARCA:EFACEC PTS 67 PTS 67 | PTS 67 |  |  | Maputo City | 500 | 11 | 0.4 | 3Ø | 1968 | 1016 | 1016000 | EFACEC | 11981 |  |  | 45 | 158.0444 | 857.9556 | 857955.5556 | 5 | 50.8 | 50800 | 158044.4444 | 965.2 | 2.222% | 21.4489 | 879.4044 | 136.5956
10141103 | Ground-Mounted Transformer | TRANSFORMADOR | PTS 96 | TRANSFORMADOR MARCA:EFACEC PTS 96 PTS 96 | PTS 96 |  |  | Maputo City | 500 | 11 | 0.4 | 3Ø | 1968 | 1016 | 1016000 | EFACEC | 2985 |  |  | 45 | 158.0444 | 857.9556 | 857955.5556 | 5 | 50.8 | 50800 | 158044.4444 | 965.2 | 2.222% | 21.4489 | 879.4044 | 136.5956 |  |  | Karl Marx
10141103 | Ground-Mounted Transformer | TRANSFORMADOR | T33 | TRANSFORMADOR MARCA:JOHNSON AND PHILLIPS NACALA T33 | NACALA | 14°33'24.851" | 40°40'21.418" | NACALA | 10000 | 33KV | 11 | 3 | 1968 | 20419 | 20419000 | JOHNSON AND PHILLIPS | 5831 |  |  | 45 | 3176.2889 | 17242.7111 | 17242711.1111 | 5 | 1020.95 | 1020950 | 3176288.8889 | 19398.05 | 2.222% | 431.0678 | 17673.7789 | 2745.2211
10141103 | Ground-Mounted Transformer | TRANSFORMADOR | PTS 52 | TRANSFORMADOR MARCA:Morris Awerbuch PTS 52 PTS 52 | PTS 52 |  |  | Maputo City | 500 | 11 | 0.4 | 3Ø | 1969 | 1016 | 1016000 | Morris Awerbuch | 7543 |  |  | 45 | 158.0444 | 857.9556 | 857955.5556 | 5 | 50.8 | 50800 | 158044.4444 | 965.2 | 2.222% | 21.4489 | 879.4044 | 136.5956 |  |  | Z. Manganhela
10141103 | Ground-Mounted Transformer | TRANSFORMADOR | PTS 51 | TRANSFORMADOR MARCA:STROMBERG PTS 51 PTS 51 | PTS 51 |  |  | Mabukwane | 750 | 11 | 0.4 | 3Ø | 1969 | 1525 | 1525000 | STROMBERG | 532181 |  |  | 45 | 237.2222 | 1287.7778 | 1287777.7778 | 5 | 76.25 | 76250 | 237222.2222 | 1448.75 | 2.222% | 32.1944 | 1319.9722 | 205.0278
10141103 | Ground-Mounted Transformer | TRANSFORMADOR |  | TRANSFORMADOR MARCA:Efcec SE2 | SE2 |  |  | Maputo | 25000 | 33 | 10,5 | 3 | 1969 | 30011 | 30011000 | Efcec | 7650 C |  |  | 45 | 4668.3778 | 25342.6222 | 25342622.2222 | 5 | 1500.55 | 1500550 | 4668377.7778 | 28510.45 | 2.222% | 633.5656 | 25976.1878 | 4034.8122 |  | Malanga | Oua
10141103 | Ground-Mounted Transformer | TRANSFORMADOR |  | TRANSFORMADOR MARCA:MOTRA Indoor Substation 1 | Indoor Substation 1 | S 019°50'9,66" | E 034°50'27,09 | Beira | 5000 | 22 | 6.6 | 3 | 1970 | 20419 | 20419000 | MOTRA | LEL5352 |  |  | 45 | 3176.2889 | 17242.7111 | 17242711.1111 | 5 | 1020.95 | 1020950 | 3176288.8889 | 19398.05 | 2.222% | 431.0678 | 17673.7789 | 2745.2211 | SOFALA | MAQUINIO | n/a
10141103 | Ground-Mounted Transformer | TRANSFORMADOR | PT46 | TRANSFORMADOR MARCA:Motra/Sabuco PT46 PT46 | PT46 | 692522.6 | 7806387.5 | BEIRA | 160 | 6.6 | 0.4 | 3 | 1970 | 572 | 572000 | Motra/Sabuco | Lel 5829 |  |  | 45 | 88.9778 | 483.0222 | 483022.2222 | 5 | 28.6 | 28600 | 88977.7778 | 543.4 | 2.222% | 12.0756 | 495.0978 | 76.9022 | Indústria Moçambica de Aço Maquinino | SOFALA
10141103 | Ground-Mounted Transformer | TRANSFORMADOR | PT148 | TRANSFORMADOR MARCA:Motra - Sabuco PT148 PT148 | PT148 | 695433.2 | 7805803 | BEIRA | 160 | 6.6 | 0.4 | 3 | 1970 | 572 | 572000 | Motra - Sabuco | LEL 5828 |  |  | 45 | 88.9778 | 483.0222 | 483022.2222 | 5 | 28.6 | 28600 | 88977.7778 | 543.4 | 2.222% | 12.0756 | 495.0978 | 76.9022 | Transcarga(Matacuane TPB) | SOFALA
10141103 | Ground-Mounted Transformer | TRANSFORMADOR | PT171 | TRANSFORMADOR MARCA:Motra/Sabuco PT171 PT171 | PT171 | 692609.1 | 7806242.6 | BEIRA | 200 | 6.6 | 0.4 | 3 | 1970 | 572 | 572000 | Motra/Sabuco | 5820 |  |  | 45 | 88.9778 | 483.0222 | 483022.2222 | 5 | 28.6 | 28600 | 88977.7778 | 543.4 | 2.222% | 12.0756 | 495.0978 | 76.9022 | Prédio Parbhu Maquinino | SOFALA
10141103 | Ground-Mounted Transformer | TRANSFORMADOR | AGCHI/PT45 | TRANSFORMADOR MARCA:MOTRA SABUGO AGCHI/PT45 AGCHI/PT45 | AGCHI/PT45 | S19 08 02,35 | E033 29 50,96 | CHIMOIO | 400 | 6.6 | 0.4 | 3 | 1970 | 899 | 899000 | MOTRA SABUGO | LEL5792 |  |  | 45 | 139.8444 | 759.1556 | 759155.5556 | 5 | 44.95 | 44950 | 139844.4444 | 854.05 | 2.222% | 18.9789 | 778.1344 | 120.8656 | TEXTAFRICA B | MANICA
10141103 | Ground-Mounted Transformer | TRANSFORMADOR | PTS 11 | TRANSFORMADOR MARCA:EFACEC PTS 11 PTS 11 | PTS 11 |  |  | Maputo City | 500 | 11 | 0.4 | 3Ø | 1970 | 1016 | 1016000 | EFACEC | 3256 |  |  | 45 | 158.0444 | 857.9556 | 857955.5556 | 5 | 50.8 | 50800 | 158044.4444 | 965.2 | 2.222% | 21.4489 | 879.4044 | 136.5956 |  |  | Fillipe S. Magaia
10141103 | Ground-Mounted Transformer | TRANSFORMADOR | PTS 32 | TRANSFORMADOR MARCA:ENAE (Siemens license) PTS 32 PTS 32 | PTS 32 |  |  | Maputo City | 200 | 11 | 0.4 | 3Ø | 1970 | 572 | 572000 | ENAE (Siemens license) | 1272 |  |  | 45 | 88.9778 | 483.0222 | 483022.2222 | 5 | 28.6 | 28600 | 88977.7778 | 543.4 | 2.222% | 12.0756 | 495.0978 | 76.9022 |  |  | Eduardo Mondlane
10141103 | Ground-Mounted Transformer | TRANSFORMADOR | T3 | TRANSFORMADOR MARCA:MOTRA NAMPULA CENTRAL T3 | NAMPULA CENTRAL | S15°6'51.028" | E039°15'10.387" | NAMPULA | 1500 | 11KV | 5.5 | 3 | 1971 | 20419 | 20419000 | MOTRA | LEL64A |  |  | 45 | 3176.2889 | 17242.7111 | 17242711.1111 | 5 | 1020.95 | 1020950 | 3176288.8889 | 19398.05 | 2.222% | 431.0678 | 17673.7789 | 2745.2211
10141103 | Ground-Mounted Transformer | TRANSFORMADOR | PT90 | TRANSFORMADOR MARCA:Motra Sabuco PT90 PT90 | PT90 | 695253.5 | 7805752.3 | BEIRA | 200 | 6.6 | 0.4 | 3 | 1971 | 572 | 572000 | Motra Sabuco | 6775 |  |  | 45 | 88.9778 | 483.0222 | 483022.2222 | 5 | 28.6 | 28600 | 88977.7778 | 543.4 | 2.222% | 12.0756 | 495.0978 | 76.9022 | Rua Pêro da Covilhã Matacuane | SOFALA
10141103 | Ground-Mounted Transformer | TRANSFORMADOR | PT134 | TRANSFORMADOR MARCA:Motra/Sabuco PT134 PT134 | PT134 | 693290.3 | 7806401.2 | BEIRA | 315 | 6.6 | 0.4 | 3 | 1971 | 840 | 840000 | Motra/Sabuco | Lel 6776 |  |  | 45 | 130.6667 | 709.3333 | 709333.3333 | 5 | 42 | 42000 | 130666.6667 | 798 | 2.222% | 17.7333 | 727.0667 | 112.9333 | Avenida Samora Machel (TPB) | SOFALA
10141103 | Ground-Mounted Transformer | TRANSFORMADOR | PT141 | TRANSFORMADOR MARCA:Motra/Sabuco PT141 PT141 | PT141 | 693277.4 | 7807756.2 | BEIRA | 200 | 6.6 | 0.4 | 3 | 1971 | 572 | 572000 | Motra/Sabuco | 6774 |  |  | 45 | 88.9778 | 483.0222 | 483022.2222 | 5 | 28.6 | 28600 | 88977.7778 | 543.4 | 2.222% | 12.0756 | 495.0978 | 76.9022 | Setec-Avenida Base Ntchinga | SOFALA
10141103 | Ground-Mounted Transformer | TRANSFORMADOR | PT146 | TRANSFORMADOR MARCA:Motra - Sabuco PT146 PT146 | PT146 | 692485.5 | 7805348 | BEIRA | 315 | 6.6 | 0.4 | 3 | 1971 | 840 | 840000 | Motra - Sabuco | 6778 |  |  | 45 | 130.6667 | 709.3333 | 709333.3333 | 5 | 42 | 42000 | 130666.6667 | 798 | 2.222% | 17.7333 | 727.0667 | 112.9333 | Prédio Nauticus(Grelha) Ponta-Gêa | SOFALA
10141103 | Ground-Mounted Transformer | TRANSFORMADOR | PT167 | TRANSFORMADOR MARCA:Motra PT167 PT167 | PT167 | 694877.5 | 7804236 | BEIRA | 315 | 6.6 | 0.4 | 3 | 1971 | 840 | 840000 | Motra | 6779 |  |  | 45 | 130.6667 | 709.3333 | 709333.3333 | 5 | 42 | 42000 | 130666.6667 | 798 | 2.222% | 17.7333 | 727.0667 | 112.9333 | Mini-Golfe PalmeirasI | SOFALA
10141103 | Ground-Mounted Transformer | TRANSFORMADOR | T12 | TRANSFORMADOR MARCA:MOTRA NAMPULA CENTRAL T12 | NAMPULA CENTRAL | S15°6'51.028" | E039°15'10.387" | NAMPULA | 2500 | 11KV | 5.5 | 3 | 1972 | 20419 | 20419000 | MOTRA | LEL7318 |  |  | 45 | 3176.2889 | 17242.7111 | 17242711.1111 | 5 | 1020.95 | 1020950 | 3176288.8889 | 19398.05 | 2.222% | 431.0678 | 17673.7789 | 2745.2211
10141103 | Ground-Mounted Transformer | TRANSFORMADOR | PT20 | TRANSFORMADOR MARCA:EFACEC PT20 PT20 | PT20 | 692040.1 | 7806334.7 | BEIRA | 500 | 6.6 | 0.4 | 3 | 1972 | 1016 | 1016000 | EFACEC | 13237 |  |  | 45 | 158.0444 | 857.9556 | 857955.5556 | 5 | 50.8 | 50800 | 158044.4444 | 965.2 | 2.222% | 21.4489 | 879.4044 | 136.5956 | Cinema Nacional Baixa | SOFALA
10141103 | Ground-Mounted Transformer | TRANSFORMADOR | PT25 | TRANSFORMADOR MARCA:EFACEC PT25 PT25 | PT25 | 693158 | 7806897.4 | BEIRA | 500 | 6.6 | 0.4 | 3 | 1972 | 1016 | 1016000 | EFACEC | 13238 |  |  | 45 | 158.0444 | 857.9556 | 857955.5556 | 5 | 50.8 | 50800 | 158044.4444 | 965.2 | 2.222% | 21.4489 | 879.4044 | 136.5956 | Rua de Algarve(Antiga Socie. Mercantil) | SOFALA
10141103 | Ground-Mounted Transformer | TRANSFORMADOR | PT27 | TRANSFORMADOR MARCA:EFACEC PT27 PT27 | PT27 | 695199.2 | 7804928.6 | BEIRA | 500 | 6.6 | 0.4 | 3 | 1972 | 1016 | 1016000 | EFACEC | 3951/9139 |  |  | 45 | 158.0444 | 857.9556 | 857955.5556 | 5 | 50.8 | 50800 | 158044.4444 | 965.2 | 2.222% | 21.4489 | 879.4044 | 136.5956 | Conselho Municipal da Beira | SOFALA
10141103 | Ground-Mounted Transformer | TRANSFORMADOR | PT37 | TRANSFORMADOR MARCA:Efacec PT37 PT37 | PT37 | 686272 | 7823327 | BEIRA | 200 | 6.6 | 0.4 | 3 | 1972 | 572 | 572000 | Efacec | 13247 |  |  | 45 | 88.9778 | 483.0222 | 483022.2222 | 5 | 28.6 | 28600 | 88977.7778 | 543.4 | 2.222% | 12.0756 | 495.0978 | 76.9022 | Recinto do Quartel do Matacuane | SOFALA
10141103 | Ground-Mounted Transformer | TRANSFORMADOR | PT47 | TRANSFORMADOR MARCA:Efacec PT47 PT47 | PT47 | 692161.4 | 7805974.4 | BEIRA | 630 | 6.6 | 0.4 | 3 | 1972 | 1016 | 1016000 | Efacec | 13235 |  |  | 45 | 158.0444 | 857.9556 | 857955.5556 | 5 | 50.8 | 50800 | 158044.4444 | 965.2 | 2.222% | 21.4489 | 879.4044 | 136.5956 | Prédio Tâmega Baixa | SOFALA
10141103 | Ground-Mounted Transformer | TRANSFORMADOR | PT96 | TRANSFORMADOR MARCA:Efacec PT96 PT96 | PT96 | 694173.3 | 7807822.7 | BEIRA | 315 | 6.6 | 0.4 | 3 | 1972 | 840 | 840000 | Efacec | 13315 |  |  | 45 | 130.6667 | 709.3333 | 709333.3333 | 5 | 42 | 42000 | 130666.6667 | 798 | 2.222% | 17.7333 | 727.0667 | 112.9333 | Avenida Samora Machel Munhava | SOFALA
10141103 | Ground-Mounted Transformer | TRANSFORMADOR | PT109 | TRANSFORMADOR MARCA:Efacec PT109 PT109 | PT109 | 697439.4 | 7812960.6 | BEIRA | 160 | 22 | 0.4 | 3 | 1972 | 572 | 572000 | Efacec | VDE 0532/8.64 |  |  | 45 | 88.9778 | 483.0222 | 483022.2222 | 5 | 28.6 | 28600 | 88977.7778 | 543.4 | 2.222% | 12.0756 | 495.0978 | 76.9022 | Sometal Manga(Auto Estrada) | SOFALA
10141103 | Ground-Mounted Transformer | TRANSFORMADOR | PT111 | TRANSFORMADOR MARCA:Efacec PT111 PT111 | PT111 | 696127.9 | 7811944.8 | BEIRA | 160 | 22 | 0.4 | 3 | 1972 | 572 | 572000 | Efacec | VDE 0532/8.64 |  |  | 45 | 88.9778 | 483.0222 | 483022.2222 | 5 | 28.6 | 28600 | 88977.7778 | 543.4 | 2.222% | 12.0756 | 495.0978 | 76.9022 | Cinema Vitória Manga | SOFALA
10141103 | Ground-Mounted Transformer | TRANSFORMADOR | PT129 | TRANSFORMADOR MARCA:Efacec PT129 PT129 | PT129 | 693724.1 | 7808085.3 | BEIRA | 200 | 6.6 | 0.4 | 3 | 1972 | 572 | 572000 | Efacec | 8522 |  |  | 45 | 88.9778 | 483.0222 | 483022.2222 | 5 | 28.6 | 28600 | 88977.7778 | 543.4 | 2.222% | 12.0756 | 495.0978 | 76.9022 | Metalotécnica Munhava | SOFALA
10141103 | Ground-Mounted Transformer | TRANSFORMADOR | PT135 | TRANSFORMADOR MARCA:Efacec PT135 PT135 | PT135 | 692873.1 | 7806192.9 | BEIRA | 315 | 6.6 | 0.4 | 3 | 1972 | 840 | 840000 | Efacec | 13242 |  |  | 45 | 130.6667 | 709.3333 | 709333.3333 | 5 | 42 | 42000 | 130666.6667 | 798 | 2.222% | 17.7333 | 727.0667 | 112.9333 | Rua Artur Canto Resende(Maquinino Pred. A Luta Continua) | SOFALA
10141103 | Ground-Mounted Transformer | TRANSFORMADOR | PT144 | TRANSFORMADOR MARCA:EFACEC PT144 PT144 | PT144 | S 19°49'01,10" | E 034°50'59.21" | BEIRA | 315 | 6.6 | 0.4 | 3 | 1972 | 840 | 840000 | EFACEC | 13240 |  |  | 45 | 130.6667 | 709.3333 | 709333.3333 | 5 | 42 | 42000 | 130666.6667 | 798 | 2.222% | 17.7333 | 727.0667 | 112.9333 | Transportes Virgínia Munhava | SOFALA
10141103 | Ground-Mounted Transformer | TRANSFORMADOR | PT147 | TRANSFORMADOR MARCA:Efacec PT147 PT147 | PT147 | 692807.7 | 7804754.1 | BEIRA | 315 | 6.6 | 0.4 | 3 | 1972 | 840 | 840000 | Efacec | 13246 |  |  | 45 | 130.6667 | 709.3333 | 709333.3333 | 5 | 42 | 42000 | 130666.6667 | 798 | 2.222% | 17.7333 | 727.0667 | 112.9333 | Prédio Mexicana Ponta-Gêa | SOFALA
10141103 | Ground-Mounted Transformer | TRANSFORMADOR | PT152 | TRANSFORMADOR MARCA:Efacec PT152 PT152 | PT152 | 692049.3 | 7806419.3 | BEIRA | 315 | 6.6 | 0.4 | 3 | 1972 | 840 | 840000 | Efacec | 13244 |  |  | 45 | 130.6667 | 709.3333 | 709333.3333 | 5 | 42 | 42000 | 130666.6667 | 798 | 2.222% | 17.7333 | 727.0667 | 112.9333 | Prédio Navetur-Rua Costa Serrão | SOFALA
10141103 | Ground-Mounted Transformer | TRANSFORMADOR | PT155 | TRANSFORMADOR MARCA:Efacec PT155 PT155 | PT155 | 693298.8 | 7807161.9 | BEIRA | 200 | 6.6 | 0.4 | 3 | 1972 | 572 | 572000 | Efacec | 13248 |  |  | 45 | 88.9778 | 483.0222 | 483022.2222 | 5 | 28.6 | 28600 | 88977.7778 | 543.4 | 2.222% | 12.0756 | 495.0978 | 76.9022 | Rua do Algarve-Pestrai Pioneiros | SOFALA
10141103 | Ground-Mounted Transformer | TRANSFORMADOR | PT181 | TRANSFORMADOR MARCA:Enae PT181 PT181 | PT181 | 692313.7 | 7805652 | BEIRA | 200 | 6.6 | 0.4 | 3 | 1972 | 572 | 572000 | Enae | SKOU 4526/10 |  |  | 45 | 88.9778 | 483.0222 | 483022.2222 | 5 | 28.6 | 28600 | 88977.7778 | 543.4 | 2.222% | 12.0756 | 495.0978 | 76.9022 | Prédio Associação Muçulmana Baixa | SOFALA
10141103 | Ground-Mounted Transformer | TRANSFORMADOR | PTS 94 | TRANSFORMADOR MARCA:EFACEC PTS 94 PTS 94 | PTS 94 |  |  | Maputo City | 500 | 11 | 0.4 | 3Ø | 1972 | 1016 | 1016000 | EFACEC | 30485 |  |  | 45 | 158.0444 | 857.9556 | 857955.5556 | 5 | 50.8 | 50800 | 158044.4444 | 965.2 | 2.222% | 21.4489 | 879.4044 | 136.5956 |  |  | Zedequias Manganhela Av
10141103 | Ground-Mounted Transformer | TRANSFORMADOR | T12 | TRANSFORMADOR MARCA:MOTRA NAMPULA CENTRAL T12 | NAMPULA CENTRAL | S15°6'51.028" | E039°15'10.387" | NAMPULA | 2500 | 11KV | 5.5 | 3 | 1972 | 20419 | 20419000 | MOTRA | LEL7318 |  |  | 45 | 3176.2889 | 17242.7111 | 17242711.1111 | 5 | 1020.95 | 1020950 | 3176288.8889 | 19398.05 | 2.222% | 431.0678 | 17673.7789 | 2745.2211
10141103 | Ground-Mounted Transformer | TRANSFORMADOR |  | TRANSFORMADOR MARCA:EFACEC SE MATUNDO | SE MATUNDO | 565763.925 | 8215323.068 | TETE | 315 | 6.6 | 0.4 | 3 | 1973 | 840 | 840000 | EFACEC | 14292 |  |  | 45 | 59.7333 | 780.2667 | 780266.6667 | 1 | 42 | 42000 | 59733.3333 | 798 | 2.222% | 17.7333 | 798 | 42 | TETE | VISAO MUND
10141103 | Ground-Mounted Transformer | TRANSFORMADOR |  | TRANSFORMADOR MARCA:EFACEC SE-MATUNDO | SE-MATUNDO | 569336.829 | 8218582.016 | TETE | 400 | 6.6 | 0.4 | 3 | 1973 | 899 | 899000 | EFACEC | N/A |  |  | 45 | 63.9289 | 835.0711 | 835071.1111 | 1 | 44.95 | 44950 | 63928.8889 | 854.05 | 2.222% | 18.9789 | 854.05 | 44.95 | TETE | CHINGODZI
10141103 | Ground-Mounted Transformer | TRANSFORMADOR |  | TRANSFORMADOR MARCA:ITB SE-MATUNDO | SE-MATUNDO | 565991.942 | 8215771.181 | TETE | 500 | 33 | 0.4 | 3 | 1973 | 1200 | 1200000 | ITB | 15023 |  |  | 45 | 85.3333 | 1114.6667 | 1114666.6667 | 1 | 60 | 60000 | 85333.3333 | 1140 | 2.222% | 25.3333 | 1140 | 60 | TETE | E.I.M
10141103 | Ground-Mounted Transformer | TRANSFORMADOR |  | TRANSFORMADOR MARCA:ITB SE-CHIMUARA | SE-CHIMUARA | 723982.948 | 8074187.942 | MUTARARA | 160 | 33 | 0.4 | 3 | 1973 | 991 | 991000 | ITB | 774618 |  |  | 45 | 70.4711 | 920.5289 | 920528.8889 | 1 | 49.55 | 49550 | 70471.1111 | 941.45 | 2.222% | 20.9211 | 941.45 | 49.55 | TETE | BAUE 2
10141103 | Ground-Mounted Transformer | TRANSFORMADOR | T2 | TRANSFORMADOR MARCA:EFACEC NAMPULA CENTRAL T2 | NAMPULA CENTRAL | S15°6'51.028" | E039°15'10.387" | NAMPULA | 1500 | 6.6 | 400 | 3 | 1973 | 1820 | 1820000 | EFACEC | 14856 |  |  | 45 | 129.4222 | 1690.5778 | 1690577.7778 | 1 | 91 | 91000 | 129422.2222 | 1729 | 2.222% | 38.4222 | 1729 | 91
10141103 | Ground-Mounted Transformer | TRANSFORMADOR | PT5 | TRANSFORMADOR MARCA:EFACEC PT5 PT5 | PT5 | 692488 | 7806118.2 | BEIRA | 500 | 6.6 | 0.4 | 3 | 1973 | 1016 | 1016000 | EFACEC | 15043 |  |  | 45 | 72.2489 | 943.7511 | 943751.1111 | 1 | 50.8 | 50800 | 72248.8889 | 965.2 | 2.222% | 21.4489 | 965.2 | 50.8 | Praça dos Taxis-Maquinino | SOFALA
10141103 | Ground-Mounted Transformer | TRANSFORMADOR | PT6 | TRANSFORMADOR MARCA:EFACEC PT6 PT6 | PT6 | 692069.5 | 7806469 | BEIRA | 500 | 6.6 | 0.4 | 3 | 1973 | 1016 | 1016000 | EFACEC | 5725 |  |  | 45 | 72.2489 | 943.7511 | 943751.1111 | 1 | 50.8 | 50800 | 72248.8889 | 965.2 | 2.222% | 21.4489 | 965.2 | 50.8 | Rua C.Vermelha Frente ao Tribunal | SOFALA
10141103 | Ground-Mounted Transformer | TRANSFORMADOR | PT10 | TRANSFORMADOR MARCA:Enae PT10 PT10 | PT10 | 693360.4 | 7804790.4 | BEIRA | 300 | 6.6 | 0.4 | 3 | 1973 | 840 | 840000 | Enae | SP - HIP 504 |  |  | 45 | 59.7333 | 780.2667 | 780266.6667 | 1 | 42 | 42000 | 59733.3333 | 798 | 2.222% | 17.7333 | 798 | 42 | Cinema 3 de Fevereiro Ponta-Gêa | SOFALA
10141103 | Ground-Mounted Transformer | TRANSFORMADOR | PT11 | TRANSFORMADOR MARCA:EFACEC PT11 PT11 | PT11 | 693830.7 | 78043818.6 | BEIRA | 500 | 6.6 | 0.4 | 3 | 1973 | 1016 | 1016000 | EFACEC | 12052 |  |  | 45 | 72.2489 | 943.7511 | 943751.1111 | 1 | 50.8 | 50800 | 72248.8889 | 965.2 | 2.222% | 21.4489 | 965.2 | 50.8 | Rua Mouzinho de Albuquerque(Palácio Governador) | SOFALA
10141103 | Ground-Mounted Transformer | TRANSFORMADOR | PT12 | TRANSFORMADOR MARCA:EFACEC PT12 PT12 | PT12 | 693360.4 | 7804790.4 | BEIRA | 500 | 6.6 | 0.4 | 3 | 1973 | 1016 | 1016000 | EFACEC | DISCONNECTED |  |  | 45 | 72.2489 | 943.7511 | 943751.1111 | 1 | 50.8 | 50800 | 72248.8889 | 965.2 | 2.222% | 21.4489 | 965.2 | 50.8 | Cinema 3 de Fevereiro Ponta-Gêa | SOFALA
10141103 | Ground-Mounted Transformer | TRANSFORMADOR | PT16 | TRANSFORMADOR MARCA:Siemens PT16 PT16 | PT16 | S 19°49'53.29" | E 034°51'49.64" | BEIRA | 160 | 6.6 | 0.4 | 3 | 1973 | 572 | 572000 | Siemens | T95434 |  |  | 45 | 40.6756 | 531.3244 | 531324.4444 | 1 | 28.6 | 28600 | 40675.5556 | 543.4 | 2.222% | 12.0756 | 543.4 | 28.6 | Oficinas da TDM Matacuane | SOFALA
10141103 | Ground-Mounted Transformer | TRANSFORMADOR | PT24 | TRANSFORMADOR MARCA:EFACEC PT24 PT24 | PT24 | S 19°49'11.90" | E 034°50'36.73" | BEIRA | 200 | 6.6 | 0.4 | 3 | 1973 | 572 | 572000 | EFACEC | 9144 |  |  | 45 | 40.6756 | 531.3244 | 531324.4444 | 1 | 28.6 | 28600 | 40675.5556 | 543.4 | 2.222% | 12.0756 | 543.4 | 28.6 | Avenida Base Ntchinga | SOFALA
10141103 | Ground-Mounted Transformer | TRANSFORMADOR | PT30 | TRANSFORMADOR MARCA:EFACEC PT30 PT30 | PT30 | 694619.8 | 7804330.9 | BEIRA | 315 | 6.6 | 0.4 | 3 | 1973 | 840 | 840000 | EFACEC | 5766 |  |  | 45 | 59.7333 | 780.2667 | 780266.6667 | 1 | 42 | 42000 | 59733.3333 | 798 | 2.222% | 17.7333 | 798 | 42 | Rua Brito Capelo(Ponta-Gêa Casa Ferrox) | SOFALA
10141103 | Ground-Mounted Transformer | TRANSFORMADOR | PT34 | TRANSFORMADOR MARCA:Lepper PT34 PT34 | PT34 | S 19°50'28.58" | E 034°54'03.20" | BEIRA | 160 | 6.6 | 0.4 | 3 | 1973 | 572 | 572000 | Lepper | 60701/2 |  |  | 45 | 40.6756 | 531.3244 | 531324.4444 | 1 | 28.6 | 28600 | 40675.5556 | 543.4 | 2.222% | 12.0756 | 543.4 | 28.6 | Acampamanto Turístico - Macúti | SOFALA
10141103 | Ground-Mounted Transformer | TRANSFORMADOR | PT35 | TRANSFORMADOR MARCA:Efacec PT35 PT35 | PT35 | S 19°49'44.82" | E 034°51'00.01" | BEIRA | 500 | 6.6 | 0.4 | 3 | 1973 | 1016 | 1016000 | Efacec | 5723 |  |  | 45 | 72.2489 | 943.7511 | 943751.1111 | 1 | 50.8 | 50800 | 72248.8889 | 965.2 | 2.222% | 21.4489 | 965.2 | 50.8 | Rua General E. Galhardo(Esturro Igreja Asse. De Deus) | SOFALA
10141103 | Ground-Mounted Transformer | TRANSFORMADOR | PT39 | TRANSFORMADOR MARCA:Efacec PT39 PT39 | PT39 | 692110.9 | 7806105.7 | BEIRA | 300 | 6.6 | 0.4 | 3 | 1973 | 840 | 840000 | Efacec | 3952 |  |  | 45 | 59.7333 | 780.2667 | 780266.6667 | 1 | 42 | 42000 | 59733.3333 | 798 | 2.222% | 17.7333 | 798 | 42 | Prédio Buccellato - Procuradoria | SOFALA
10141103 | Ground-Mounted Transformer | TRANSFORMADOR | PT42 | TRANSFORMADOR MARCA:Efacec PT42 PT42 | PT42 | 692144.9 | 7806322.1 | BEIRA | 500 | 6.6 | 0.4 | 3 | 1973 | 1016 | 1016000 | Efacec | 5724 |  |  | 45 | 72.2489 | 943.7511 | 943751.1111 | 1 | 50.8 | 50800 | 72248.8889 | 965.2 | 2.222% | 21.4489 | 965.2 | 50.8 | Rua Luis Inácio - Rádio Moçambique | SOFALA
10141103 | Ground-Mounted Transformer | TRANSFORMADOR | PT48 | TRANSFORMADOR MARCA:EFACEC PT48 PT48 | PT48 | 692100.5 | 7806148.3 | BEIRA | 500 | 6.6 | 0.4 | 3 | 1973 | 1016 | 1016000 | EFACEC | 12051 |  |  | 45 | 72.2489 | 943.7511 | 943751.1111 | 1 | 50.8 | 50800 | 72248.8889 | 965.2 | 2.222% | 21.4489 | 965.2 | 50.8 | Prédio Emose Baixa | SOFALA
10141103 | Ground-Mounted Transformer | TRANSFORMADOR | PT49 | TRANSFORMADOR MARCA:EFACEC PT49 PT49 | PT49 | S 19°50'38.83" | E 034°53'48.36" | BEIRA | 200 | 6.6 | 0.4 | 3 | 1973 | 572 | 572000 | EFACEC | 9141 |  |  | 45 | 40.6756 | 531.3244 | 531324.4444 | 1 | 28.6 | 28600 | 40675.5556 | 543.4 | 2.222% | 12.0756 | 543.4 | 28.6 | Hotel Militar Macúti | SOFALA
10141103 | Ground-Mounted Transformer | TRANSFORMADOR | PT54 | TRANSFORMADOR MARCA:EFACEC PT54 PT54 | PT54 | S 19°45'38,80" | E 034°51'48,13" | BEIRA | 630 | 22 | 0.4 | 3 | 1973 | 1016 | 1016000 | EFACEC | NO = Serial No. |  |  | 45 | 72.2489 | 943.7511 | 943751.1111 | 1 | 50.8 | 50800 | 72248.8889 | 965.2 | 2.222% | 21.4489 | 965.2 | 50.8 | Rua nº31 - (Manga Capital Food) | SOFALA
10141103 | Ground-Mounted Transformer | TRANSFORMADOR | PT68 | TRANSFORMADOR MARCA:EFACEC PT68 PT68 | PT68 | S 19°46'44.84" | E 034°52'10,52" | BEIRA | 200 | 22 | 0.4 | 3 | 1973 | 572 | 572000 | EFACEC | 6923 |  |  | 45 | 40.6756 | 531.3244 | 531324.4444 | 1 | 28.6 | 28600 | 40675.5556 | 543.4 | 2.222% | 12.0756 | 543.4 | 28.6 | Frescata - Manga | SOFALA
10141103 | Ground-Mounted Transformer | TRANSFORMADOR | PT70 | TRANSFORMADOR MARCA:EFACEC PT70 PT70 | PT70 | 692913.5 | 7804474.8 | BEIRA | 315 | 6.6 | 0.4 | 3 | 1973 | 840 | 840000 | EFACEC | 8435 |  |  | 45 | 59.7333 | 780.2667 | 780266.6667 | 1 | 42 | 42000 | 59733.3333 | 798 | 2.222% | 17.7333 | 798 | 42 | Rua Tristão da Cunha Ponta-Gêa | SOFALA
10141103 | Ground-Mounted Transformer | TRANSFORMADOR | PT72 | TRANSFORMADOR MARCA:Efacec PT72 PT72 | PT72 | S 19°49'36.82" | E 034°50'50.50" | BEIRA | 200 | 6.6 | 0.4 | 3 | 1973 | 572 | 572000 | Efacec | 8523 |  |  | 45 | 40.6756 | 531.3244 | 531324.4444 | 1 | 28.6 | 28600 | 40675.5556 | 543.4 | 2.222% | 12.0756 | 543.4 | 28.6 | Estação Terrena-TDM Esturro | SOFALA
10141103 | Ground-Mounted Transformer | TRANSFORMADOR | PT73 | TRANSFORMADOR MARCA:EFACEC PT73 PT73 | PT73 | 692344.7 | 7805928.6 | BEIRA | 500 | 6.6 | 0.4 | 3 | 1973 | 1016 | 1016000 | EFACEC | 10599 |  |  | 45 | 72.2489 | 943.7511 | 943751.1111 | 1 | 50.8 | 50800 | 72248.8889 | 965.2 | 2.222% | 21.4489 | 965.2 | 50.8 | Sede da TDM Baixa | SOFALA
10141103 | Ground-Mounted Transformer | TRANSFORMADOR | PT77 | TRANSFORMADOR MARCA:Efacec PT77 PT77 | PT77 | S 19°49'54.48" | E 034°51.37.72" | BEIRA | 315 | 6.6 | 0.4 | 3 | 1973 | 840 | 840000 | Efacec | 9661 |  |  | 45 | 59.7333 | 780.2667 | 780266.6667 | 1 | 42 | 42000 | 59733.3333 | 798 | 2.222% | 17.7333 | 798 | 42 | Rua Alfredo Lawley (Matacuane Corredor) | SOFALA
10141103 | Ground-Mounted Transformer | TRANSFORMADOR | PT78 | TRANSFORMADOR MARCA:Efacec PT78 PT78 | PT78 | 692876.7 | 7805410 | BEIRA | 315 | 6.6 | 0.4 | 3 | 1973 | 840 | 840000 | Efacec | 5764 |  |  | 45 | 59.7333 | 780.2667 | 780266.6667 | 1 | 42 | 42000 | 59733.3333 | 798 | 2.222% | 17.7333 | 798 | 42 | Prédio dos Sindicatos Ponta-Gêa | SOFALA
10141103 | Ground-Mounted Transformer | TRANSFORMADOR | PT80 | TRANSFORMADOR MARCA:Efacec PT80 PT80 | PT80 | 692680.2 | 7804675 | BEIRA | 315 | 6.6 | 0.4 | 3 | 1973 | 840 | 840000 | Efacec | 15050 |  |  | 45 | 59.7333 | 780.2667 | 780266.6667 | 1 | 42 | 42000 | 59733.3333 | 798 | 2.222% | 17.7333 | 798 | 42 | Rua Nicolau Coelho Baixa | SOFALA
10141103 | Ground-Mounted Transformer | TRANSFORMADOR | PT87 | TRANSFORMADOR MARCA:EFACEC PT87 PT87 | PT87 | S 19°49'56,13" | E 034°51'21,11" | BEIRA | 315 | 6.6 | 0.4 | 3 | 1973 | 840 | 840000 | EFACEC | 9660 |  |  | 45 | 59.7333 | 780.2667 | 780266.6667 | 1 | 42 | 42000 | 59733.3333 | 798 | 2.222% | 17.7333 | 798 | 42 | Prédio Cafe Nicolas Esturro | SOFALA
10141103 | Ground-Mounted Transformer | TRANSFORMADOR | PT89 | TRANSFORMADOR MARCA:Efacec PT89 PT89 | PT89 | S 19°49'07,41" | E 034°50'41,98" | BEIRA | 315 | 6.6 | 0.4 | 3 | 1973 | 840 | 840000 | Efacec | 8434 |  |  | 45 | 59.7333 | 780.2667 | 780266.6667 | 1 | 42 | 42000 | 59733.3333 | 798 | 2.222% | 17.7333 | 798 | 42 | Escola de Formação da Entreposto | SOFALA
10141103 | Ground-Mounted Transformer | TRANSFORMADOR | PT91 | TRANSFORMADOR MARCA:Efacec PT91 PT91 | PT91 | S 19°49'40.62" | E 034°51'26.24" | BEIRA | 160 | 6.6 | 0.4 | 3 | 1973 | 572 | 572000 | Efacec | 6563 |  |  | 45 | 40.6756 | 531.3244 | 531324.4444 | 1 | 28.6 | 28600 | 40675.5556 | 543.4 | 2.222% | 12.0756 | 543.4 | 28.6 | Instituto Industrial da Beira Matacuane | SOFALA
10141103 | Ground-Mounted Transformer | TRANSFORMADOR | PT93 | TRANSFORMADOR MARCA:EFACEC PT93 PT93 | PT93 | S 19°48'49.02" | E 034°50' 51.97" | BEIRA | 100 | 6.6 | 0.4 | 3 | 1973 | 763 | 763000 | EFACEC | NO SERIAL NUMBER |  |  | 45 | 54.2578 | 708.7422 | 708742.2222 | 1 | 38.15 | 38150 | 54257.7778 | 724.85 | 2.222% | 16.1078 | 724.85 | 38.15 | Av.Base Ntchinga Munhava | SOFALA
10141103 | Ground-Mounted Transformer | TRANSFORMADOR | PT94 | TRANSFORMADOR MARCA:Efacec PT94 PT94 | PT94 | 697697.8 | 7804139.4 | BEIRA | 200 | 6.6 | 0.4 | 3 | 1973 | 572 | 572000 | Efacec | 10596 |  |  | 45 | 40.6756 | 531.3244 | 531324.4444 | 1 | 28.6 | 28600 | 40675.5556 | 543.4 | 2.222% | 12.0756 | 543.4 | 28.6 | Rua Capitão Queiróz Macúti | SOFALA
10141103 | Ground-Mounted Transformer | TRANSFORMADOR | PT95 | TRANSFORMADOR MARCA:Efacec PT95 PT95 | PT95 | 693728.4 | 7807845.3 | BEIRA | 500 | 6.6 | 0.4 | 3 | 1973 | 1016 | 1016000 | Efacec | 15046 |  |  | 45 | 72.2489 | 943.7511 | 943751.1111 | 1 | 50.8 | 50800 | 72248.8889 | 965.2 | 2.222% | 21.4489 | 965.2 | 50.8 | Rua do Chaimite(Pioneiros Negrita) | SOFALA
10141103 | Ground-Mounted Transformer | TRANSFORMADOR | PT97 | TRANSFORMADOR MARCA:Efacec PT97 PT97 | PT97 | 693139.3 | 7804881.7 | BEIRA | 315 | 6.6 | 0.4 | 3 | 1973 | 840 | 840000 | Efacec | 10597 |  |  | 45 | 59.7333 | 780.2667 | 780266.6667 | 1 | 42 | 42000 | 59733.3333 | 798 | 2.222% | 17.7333 | 798 | 42 | Universidade Católica Ponta-Gêa | SOFALA
10141103 | Ground-Mounted Transformer | TRANSFORMADOR | PT104 | TRANSFORMADOR MARCA:EFACEC PT104 PT104 | PT104 | 693654.3 | 7815672.4 | BEIRA | 100 | 22 | 0.4 | 3 | 1973 | 763 | 763000 | EFACEC | NO SERIAL NUMBER |  |  | 45 | 54.2578 | 708.7422 | 708742.2222 | 1 | 38.15 | 38150 | 54257.7778 | 724.85 | 2.222% | 16.1078 | 724.85 | 38.15 | Antiga EN6 (Chamba Armazem Medicamento) | SOFALA
10141103 | Ground-Mounted Transformer | TRANSFORMADOR | PT125 | TRANSFORMADOR MARCA:EFACEC PT125 PT125 | PT125 | 692397.1 | 7806007.3 | BEIRA | 200 | 6.6 | 0.4 | 3 | 1973 | 572 | 572000 | EFACEC | 8436 |  |  | 45 | 40.6756 | 531.3244 | 531324.4444 | 1 | 28.6 | 28600 | 40675.5556 | 543.4 | 2.222% | 12.0756 | 543.4 | 28.6 | Cinema Novocine Baixa | SOFALA
10141103 | Ground-Mounted Transformer | TRANSFORMADOR | PT126 | TRANSFORMADOR MARCA:EFACEC PT126 PT126 | PT126 | S 19°48'59,34" | E 034°50'47,42" | BEIRA | 315 | 6.6 | 0.4 | 3 | 1973 | 840 | 840000 | EFACEC | 8436 |  |  | 45 | 59.7333 | 780.2667 | 780266.6667 | 1 | 42 | 42000 | 59733.3333 | 798 | 2.222% | 17.7333 | 798 | 42 | Emetal Pioneiros | SOFALA
10141103 | Ground-Mounted Transformer | TRANSFORMADOR | PT130 | TRANSFORMADOR MARCA:EFACEC PT130 PT130 | PT130 | S 19°50'04.37" | E 034°50'57.99" | BEIRA | 630 | 6.6 | 0.4 | 3 | 1973 | 1016 | 1016000 | EFACEC | NO SERIAL NO. |  |  | 45 | 72.2489 | 943.7511 | 943751.1111 | 1 | 50.8 | 50800 | 72248.8889 | 965.2 | 2.222% | 21.4489 | 965.2 | 50.8 | Saneamento Goto | SOFALA
10141103 | Ground-Mounted Transformer | TRANSFORMADOR | PT133 | TRANSFORMADOR MARCA:EFACAC PT133 PT133 | PT133 | S 19°49'22,11" | E 034°50'46,20" | BEIRA | 200 | 6.6 | 0.4 | 3 | 1973 | 572 | 572000 | EFACAC | NO SERIAL NUMBER |  |  | 45 | 40.6756 | 531.3244 | 531324.4444 | 1 | 28.6 | 28600 | 40675.5556 | 543.4 | 2.222% | 12.0756 | 543.4 | 28.6 | Avenida General Vieira da Rocha | SOFALA
10141103 | Ground-Mounted Transformer | TRANSFORMADOR | PT136 | TRANSFORMADOR MARCA:Efacec PT136 PT136 | PT136 | S 19°49'20,43" | E 034°50'30,96" | BEIRA | 200 | 6.6 | 0.4 | 3 | 1973 | 572 | 572000 | Efacec | 9663 |  |  | 45 | 40.6756 | 531.3244 | 531324.4444 | 1 | 28.6 | 28600 | 40675.5556 | 543.4 | 2.222% | 12.0756 | 543.4 | 28.6 | Avenida Base Ntchinga | SOFALA
10141103 | Ground-Mounted Transformer | TRANSFORMADOR | PT138 | TRANSFORMADOR MARCA:Efacec PT138 PT138 | PT138 | S19°49'55.60" | E 034°51'32.56" | BEIRA | 300 | 6.6 | 0.4 | 3 | 1973 | 840 | 840000 | Efacec | 3953 |  |  | 45 | 59.7333 | 780.2667 | 780266.6667 | 1 | 42 | 42000 | 59733.3333 | 798 | 2.222% | 17.7333 | 798 | 42 | Rua Pêro da Covilhã(Matacuane Pred. Comboio) | SOFALA
10141103 | Ground-Mounted Transformer | TRANSFORMADOR | PT142 | TRANSFORMADOR MARCA:EFACEC PT142 PT142 | PT142 | S 19°48'58,82" | E 034°50'51,76" | BEIRA | 250 | 6.6 | 0.4 | 3 | 1973 | 840 | 840000 | EFACEC | NO SERIAL NUMBER |  |  | 45 | 59.7333 | 780.2667 | 780266.6667 | 1 | 42 | 42000 | 59733.3333 | 798 | 2.222% | 17.7333 | 798 | 42 | Oficinas da Clássica Munhava | SOFALA
10141103 | Ground-Mounted Transformer | TRANSFORMADOR | PT149 | TRANSFORMADOR MARCA:Efacec PT149 PT149 | PT149 | S 19°49'50.32" | E 034°50'35.58" | BEIRA | 315 | 6.6 | 0.4 | 3 | 1973 | 840 | 840000 | Efacec | 8437 |  |  | 45 | 59.7333 | 780.2667 | 780266.6667 | 1 | 42 | 42000 | 59733.3333 | 798 | 2.222% | 17.7333 | 798 | 42 | Prédio Atlântida(Maquinino Pred. Russo) | SOFALA
10141103 | Ground-Mounted Transformer | TRANSFORMADOR | PT154 | TRANSFORMADOR MARCA:EFACEC PT154 PT154 | PT154 | S 19°48'58,75" | E 034°51'01,82" | BEIRA | 500 | 6.6 | 0.4 | 3 | 1973 | 1016 | 1016000 | EFACEC | S/nº série |  |  | 45 | 72.2489 | 943.7511 | 943751.1111 | 1 | 50.8 | 50800 | 72248.8889 | 965.2 | 2.222% | 21.4489 | 965.2 | 50.8 | Avenida General Vieira da Rocha | SOFALA
10141103 | Ground-Mounted Transformer | TRANSFORMADOR | PT160 | TRANSFORMADOR MARCA:EFACEC PT160 PT160 | PT160 | 693968.4 | 7804516.1 | BEIRA | 500 | 6.6 | 0.4 | 3 | 1973 | 1016 | 1016000 | EFACEC | NO SERIAL NUMBER |  |  | 45 | 72.2489 | 943.7511 | 943751.1111 | 1 | 50.8 | 50800 | 72248.8889 | 965.2 | 2.222% | 21.4489 | 965.2 | 50.8 | Rua Fernão de Magalhães Ponta-Gêa | SOFALA
10141103 | Ground-Mounted Transformer | TRANSFORMADOR | PT165 | TRANSFORMADOR MARCA:GEC PT165 PT165 | PT165 | 694572 | 7805874.8 | BEIRA | 300 | 6.6 | 0.4 | 3 | 1973 | 840 | 840000 | GEC | 3044/1 |  |  | 45 | 59.7333 | 780.2667 | 780266.6667 | 1 | 42 | 42000 | 59733.3333 | 798 | 2.222% | 17.7333 | 798 | 42 | Rua Capitão Pereira do Lago(Feira de Matacuane) | SOFALA
10141103 | Ground-Mounted Transformer | TRANSFORMADOR | PT166 | TRANSFORMADOR MARCA:Efacec PT166 PT166 | PT166 | 692121.4 | 7806211 | BEIRA | 315 | 6.6 | 0.4 | 3 | 1973 | 840 | 840000 | Efacec | 5793 |  |  | 45 | 59.7333 | 780.2667 | 780266.6667 | 1 | 42 | 42000 | 59733.3333 | 798 | 2.222% | 17.7333 | 798 | 42 | Prédio Carlota-Rua Luis Inácio | SOFALA
10141103 | Ground-Mounted Transformer | TRANSFORMADOR | PT175 | TRANSFORMADOR MARCA:Efacec PT175 PT175 | PT175 | 696976 | 7804236 | BEIRA | 500 | 6.6 | 0.4 | 3 | 1973 | 1016 | 1016000 | Efacec | 15047 |  |  | 45 | 72.2489 | 943.7511 | 943751.1111 | 1 | 50.8 | 50800 | 72248.8889 | 965.2 | 2.222% | 21.4489 | 965.2 | 50.8 | Av. Centro Comercial Macúti | SOFALA
10141103 | Ground-Mounted Transformer | TRANSFORMADOR | PT180 | TRANSFORMADOR MARCA:Efacec PT180 PT180 | PT180 | 692577.3 | 7805610 | BEIRA | 630 | 6.6 | 0.4 | 3 | 1973 | 1016 | 1016000 | Efacec | 15040 |  |  | 45 | 72.2489 | 943.7511 | 943751.1111 | 1 | 50.8 | 50800 | 72248.8889 | 965.2 | 2.222% | 21.4489 | 965.2 | 50.8 | Prédio do Governo Baixa | SOFALA
10141103 | Ground-Mounted Transformer | TRANSFORMADOR | PT182 | TRANSFORMADOR MARCA:Efacec PT182 PT182 | PT182 | 692506.7 | 7805483 | BEIRA | 200 | 6.6 | 0.4 | 3 | 1973 | 572 | 572000 | Efacec | 9658 |  |  | 45 | 40.6756 | 531.3244 | 531324.4444 | 1 | 28.6 | 28600 | 40675.5556 | 543.4 | 2.222% | 12.0756 | 543.4 | 28.6 | Prédio do APIE Baixa | SOFALA
10141103 | Ground-Mounted Transformer | TRANSFORMADOR | PT280 | TRANSFORMADOR MARCA:Efacec PT280 PT280 | PT280 | 692635.6 | 7804528.7 | BEIRA | 630 | 6.6 | 0.4 | 3 | 1973 | 1016 | 1016000 | Efacec | 11548 |  |  | 45 | 72.2489 | 943.7511 | 943751.1111 | 1 | 50.8 | 50800 | 72248.8889 | 965.2 | 2.222% | 21.4489 | 965.2 | 50.8 | Condomínio Santa Cruz Rua 1°Dezembro Ponta-Gêa | SOFALA
10141103 | Ground-Mounted Transformer | TRANSFORMADOR | AGCHI/PT05 | TRANSFORMADOR MARCA:EFACEC AGCHI/PT05 AGCHI/PT05 | AGCHI/PT05 | S19 06 47,48 | E 033 28 22,06 | CHIMOIO | 250 | 6.6 | 0.4 | 3 | 1973 | 840 | 840000 | EFACEC | 14677 |  |  | 45 | 59.7333 | 780.2667 | 780266.6667 | 1 | 42 | 42000 | 59733.3333 | 798 | 2.222% | 17.7333 | 798 | 42 | RUA | MANICA | RUA 17 DE JULHO
10141103 | Ground-Mounted Transformer | TRANSFORMADOR | AGCHI/PT12 | TRANSFORMADOR MARCA:EFACEC AGCHI/PT12 AGCHI/PT12 | AGCHI/PT12 | S19 06 41,06 | E033 27 47,56 | CHIMOIO | 250 | 6.6 | 0.4 | 3 | 1973 | 840 | 840000 | EFACEC | TR290N |  |  | 45 | 59.7333 | 780.2667 | 780266.6667 | 1 | 42 | 42000 | 59733.3333 | 798 | 2.222% | 17.7333 | 798 | 42 | PREDIO EMOSE | MANICA
10141103 | Ground-Mounted Transformer | TRANSFORMADOR | AGCHI/PT12 | TRANSFORMADOR MARCA:Info Plate against walll Live Chamber AGCHI/PT12 AGCHI/PT12 | AGCHI/PT12 | S19 06 41,06 | E033 27 47,56 | CHIMOIO | 250 | 6.6 | 0.4 | 3 | 1973 | 840 | 840000 | Info Plate against walll Live Chamber | EMD has no Info |  |  | 45 | 59.7333 | 780.2667 | 780266.6667 | 1 | 42 | 42000 | 59733.3333 | 798 | 2.222% | 17.7333 | 798 | 42 | Bairro Eduardo Mondlane | MANICA | Prédio EMOSE
10141103 | Ground-Mounted Transformer | TRANSFORMADOR | AGCHI/PT14 | TRANSFORMADOR MARCA:TSI AGCHI/PT14 AGCHI/PT14 | AGCHI/PT14 | S 19 06 36,88 | E 033 28 28,29 | CHIMOIO | 250 | 6.6 | 0.4 | 3 | 1973 | 840 | 840000 | TSI | 62078I3 |  |  | 45 | 59.7333 | 780.2667 | 780266.6667 | 1 | 42 | 42000 | 59733.3333 | 798 | 2.222% | 17.7333 | 798 | 42 | EDIFICIO DO GOVERNO 1 | MANICA | BAIRRO EDWARDO MONDLANE
10141103 | Ground-Mounted Transformer | TRANSFORMADOR | PTS 10R | TRANSFORMADOR MARCA:EFACEC PTS 10R PTS 10R | PTS 10R |  |  | Maxaquene | 200 | 33 | 0.4 | 3Ø | 1973 | 991 | 991000 | EFACEC | 14831 |  |  | 45 | 70.4711 | 920.5289 | 920528.8889 | 1 | 49.55 | 49550 | 70471.1111 | 941.45 | 2.222% | 20.9211 | 941.45 | 49.55
10141103 | Ground-Mounted Transformer | TRANSFORMADOR | T2 | TRANSFORMADOR MARCA:EFACEC NAMPULA CENTRAL T2 | NAMPULA CENTRAL | S15°6'51.028" | E039°15'10.387" | NAMPULA | 1500 | 6.6 | 400 | 3 | 1973 | 1820 | 1820000 | EFACEC | 14856 |  |  | 45 | 129.4222 | 1690.5778 | 1690577.7778 | 1 | 91 | 91000 | 129422.2222 | 1729 | 2.222% | 38.4222 | 1729 | 91
10141103 | Ground-Mounted Transformer | TRANSFORMADOR | TRFR 2 | TRANSFORMADOR MARCA: MONAPO PS 1 TRFR 2 | MONAPO PS 1 | 15°15'42.000" | 39°55'3.654" | ILHE DE MOCAMBIQUE | 2000 | 33KV | 11 | 3 | 1974 | 2900 | 2900000 |  |  |  |  | 45 | 267.4444 | 2632.5556 | 2632555.5556 | 2 | 145 | 145000 | 267444.4444 | 2755 | 2.222% | 61.2222 | 2693.7778 | 206.2222
10141103 | Ground-Mounted Transformer | TRANSFORMADOR |  | TRANSFORMADOR MARCA:Pauwels Trafo Indoor Substation 3 | Indoor Substation 3 | S 19°50'9,66" | E 034°50'27,09" | Beira | 5000 | 22 | 6.6 | 3 | 1974 | 20419 | 20419000 | Pauwels Trafo | 7418048 |  |  | 45 | 1883.0856 | 18535.9144 | 18535914.4444 | 2 | 1020.95 | 1020950 | 1883085.5556 | 19398.05 | 2.222% | 431.0678 | 18966.9822 | 1452.0178 | SOFALA | Chipangara
10141103 | Ground-Mounted Transformer | TRANSFORMADOR | USMSC/PT1 | TRANSFORMADOR MARCA:EFACEC USMSC/PT1 USMSC/PT1 | USMSC/PT1 | S18 58 58,2 | E033 04 53,4 | MANICA | 250 | 6.6 | 0.4 | 3 | 1974 | 840 | 840000 | EFACEC | 13217399/2 |  |  | 45 | 77.4667 | 762.5333 | 762533.3333 | 2 | 42 | 42000 | 77466.6667 | 798 | 2.222% | 17.7333 | 780.2667 | 59.7333 | Bairro nº1 | MANICA | IGREJA CHERENE
10141103 | Ground-Mounted Transformer | TRANSFORMADOR | USMSC/PT2 | TRANSFORMADOR MARCA:EFACEC USMSC/PT2 USMSC/PT2 | USMSC/PT2 | S18 59 25,3 | E033 04 51,9 | MANICA | 250 | 6.6 | 0.4 | 3 | 1974 | 840 | 840000 | EFACEC | 15604 |  |  | 45 | 77.4667 | 762.5333 | 762533.3333 | 2 | 42 | 42000 | 77466.6667 | 798 | 2.222% | 17.7333 | 780.2667 | 59.7333 | Bairro nº3 | MANICA | MERCADO CENTRAL
10141103 | Ground-Mounted Transformer | TRANSFORMADOR | PTS 43 | TRANSFORMADOR MARCA:MOTRA PTS 43 PTS 43 | PTS 43 |  |  | Maputo City | 500 | 11 | 0.4 | 3Ø | 1974 | 1016 | 1016000 | MOTRA | VDE 0532 |  |  | 45 | 93.6978 | 922.3022 | 922302.2222 | 2 | 50.8 | 50800 | 93697.7778 | 965.2 | 2.222% | 21.4489 | 943.7511 | 72.2489 |  |  | Karl Marx
10141103 | Ground-Mounted Transformer | TRANSFORMADOR | PTS 68 | TRANSFORMADOR MARCA:MOTRA PTS 68 PTS 68 | PTS 68 |  |  | Maxaquene | 500 | 11 | 0.4 | 3Ø | 1974 | 1016 | 1016000 | MOTRA | LEL9921 |  |  | 45 | 93.6978 | 922.3022 | 922302.2222 | 2 | 50.8 | 50800 | 93697.7778 | 965.2 | 2.222% | 21.4489 | 943.7511 | 72.2489
10141103 | Ground-Mounted Transformer | TRANSFORMADOR | PTS 33 | TRANSFORMADOR MARCA:MOTRA PTS 33 PTS 33 | PTS 33 |  |  | Maxaquene | 500 | 11 | 0.4 | 3Ø | 1974 | 1016 | 1016000 | MOTRA | LEL9524 |  |  | 45 | 93.6978 | 922.3022 | 922302.2222 | 2 | 50.8 | 50800 | 93697.7778 | 965.2 | 2.222% | 21.4489 | 943.7511 | 72.2489
10141103 | Ground-Mounted Transformer | TRANSFORMADOR | AGXX/PTS0066 | TRANSFORMADOR MARCA:MOTRA AGXX/PTS0066 AGXX/PTS0066 | AGXX/PTS0066 | 25º 03.740 | 033º 40.013 | Gaza | 500 | 11 | 0.4 | 3 | 1974 | 1016 | 1016000 | MOTRA | LEL9527 |  |  | 45 | 93.6978 | 922.3022 | 922302.2222 | 2 | 50.8 | 50800 | 93697.7778 | 965.2 | 2.222% | 21.4489 | 943.7511 | 72.2489 | B.11 Empresa de agua | Gaza
10141103 | Ground-Mounted Transformer | TRANSFORMADOR | TRFR 1 | TRANSFORMADOR MARCA:ALSTOM MONAPO PS 1 TRFR 1 | MONAPO PS 1 | 15°15'42.000" | 39°55'3.654" | ILHE DE MOCAMBIQUE | 2000 | 33KV | 11 | 3 | 1974 | 2900 | 2900000 | ALSTOM | H64690 |  |  | 45 | 267.4444 | 2632.5556 | 2632555.5556 | 2 | 145 | 145000 | 267444.4444 | 2755 | 2.222% | 61.2222 | 2693.7778 | 206.2222
10141103 | Ground-Mounted Transformer | TRANSFORMADOR | TRFR 2 | TRANSFORMADOR MARCA: MONAPO PS 1 TRFR 2 | MONAPO PS 1 | 15°15'42.000" | 39°55'3.654" | ILHE DE MOCAMBIQUE | 2000 | 33KV | 11 | 3 | 1974 | 2900 | 2900000 |  |  |  |  | 45 | 267.4444 | 2632.5556 | 2632555.5556 | 2 | 145 | 145000 | 267444.4444 | 2755 | 2.222% | 61.2222 | 2693.7778 | 206.2222
10141103 | Ground-Mounted Transformer | TRANSFORMADOR | PT38 | TRANSFORMADOR MARCA:Unelec PT38 PT38 | PT38 | 693227.3 | 7804477.2 | BEIRA | 315 | 6.6 | 0.4 | 3 | 1976 | 840 | 840000 | Unelec | 432498 |  |  | 45 | 112.9333 | 727.0667 | 727066.6667 | 4 | 42 | 42000 | 112933.3333 | 798 | 2.222% | 17.7333 | 744.8 | 95.2 | Rua Serpa Pinto Ponta-Gêa | SOFALA
10141103 | Ground-Mounted Transformer | TRANSFORMADOR | PT40 | TRANSFORMADOR MARCA:EFACEC PT40 PT40 | PT40 | S 19°50'30.12" | E 034°53'57.37" | BEIRA | 630 | 6.6 | 0.4 | 3 | 1976 | 1016 | 1016000 | EFACEC | 11174 |  |  | 45 | 136.5956 | 879.4044 | 879404.4444 | 4 | 50.8 | 50800 | 136595.5556 | 965.2 | 2.222% | 21.4489 | 900.8533 | 115.1467 | Motel Estoril Macúti | SOFALA
10141103 | Ground-Mounted Transformer | TRANSFORMADOR | PT44 | TRANSFORMADOR MARCA:EFACEC PT44 PT44 | PT44 | S 19°50'43.89" | E 034°53'21.47" | BEIRA | 500 | 6.6 | 0.4 | 3 | 1976 | 1016 | 1016000 | EFACEC | F000240 |  |  | 45 | 136.5956 | 879.4044 | 879404.4444 | 4 | 50.8 | 50800 | 136595.5556 | 965.2 | 2.222% | 21.4489 | 900.8533 | 115.1467 | Hospital 24 de Julho Macúti | SOFALA
10141103 | Ground-Mounted Transformer | TRANSFORMADOR |  | TRANSFORMADOR MARCA:ITB SE-CHIMUARA | SE-CHIMUARA | 723319.548 | 8073212.294 | MUTARARA | 100 | 33 | 0.4 | 3 | 1977 | 763 | 763000 | ITB | 774625 |  |  | 45 | 118.6889 | 644.3111 | 644311.1111 | 5 | 38.15 | 38150 | 118688.8889 | 724.85 | 2.222% | 16.1078 | 660.4189 | 102.5811 | TETE | BAUE
10141103 | Ground-Mounted Transformer | TRANSFORMADOR |  | TRANSFORMADOR MARCA:ENNERGOINVEST PTS 1013 | PTS 1013 | S16 49 56.05 | E036 59 25.80 | MOCUBA | 315 | 11 | 0,4 | 3 | 1977 | 840 | 840000 | ENNERGOINVEST | 48479 |  |  | 45 | 130.6667 | 709.3333 | 709333.3333 | 5 | 42 | 42000 | 130666.6667 | 798 | 2.222% | 17.7333 | 727.0667 | 112.9333
10141103 | Ground-Mounted Transformer | TRANSFORMADOR |  | TRANSFORMADOR MARCA:EFACEC PTS18 | PTS18 | S17 52 10.12 | E036 52 53.81 | QUALIMANE | 315 | 11 | 0,4 | 3 | 1978 | 840 | 840000 | EFACEC | L000304.04 |  |  | 45 | 148.4 | 691.6 | 691600 | 6 | 42 | 42000 | 148400 | 798 | 2.222% | 17.7333 | 709.3333 | 130.6667
10141103 | Ground-Mounted Transformer | TRANSFORMADOR |  | TRANSFORMADOR MARCA:SMIT TRFR SE-MATUNDO | SE-MATUNDO | 566469.789 | 8216232.700 | TETE | 500 | 6.6 | 0.4 | 3 | 1979 | 1016 | 1016000 | SMIT TRFR | 79374602 |  |  | 45 | 200.9422 | 815.0578 | 815057.7778 | 7 | 50.8 | 50800 | 200942.2222 | 965.2 | 2.222% | 21.4489 | 836.5067 | 179.4933 | TETE | OJM
10141103 | Ground-Mounted Transformer | TRANSFORMADOR | PT14 | TRANSFORMADOR MARCA:MOTRA PT14 PT14 | PT14 | S 19°48'42'10" | E 034°51'53.99" | BEIRA | 200 | 6.6 | 0.4 | 3 | 1979 | 572 | 572000 | MOTRA | LEL3812 |  |  | 45 | 113.1289 | 458.8711 | 458871.1111 | 7 | 28.6 | 28600 | 113128.8889 | 543.4 | 2.222% | 12.0756 | 470.9467 | 101.0533 | Oficinas da CMB Munhava | SOFALA
10141103 | Ground-Mounted Transformer | TRANSFORMADOR |  | TRANSFORMADOR MARCA:BREDA BO1 | BO1 | S17 36 57.77 | E036 49 29.41 | NICODALA | 315 | 11 | 0,4 | 3 | 1979 | 840 | 840000 | BREDA | 378701 |  |  | 45 | 166.1333 | 673.8667 | 673866.6667 | 7 | 42 | 42000 | 166133.3333 | 798 | 2.222% | 17.7333 | 691.6 | 148.4
10141103 | Ground-Mounted Transformer | TRANSFORMADOR |  | TRANSFORMADOR MARCA:IEO PTS 1018 | PTS 1018 | S16 51 35.48 | E036 59 10.81 | MOCUBA | 315 | 11 | 0,4 | 3 | 1979 | 840 | 840000 | IEO | 378901 |  |  | 45 | 166.1333 | 673.8667 | 673866.6667 | 7 | 42 | 42000 | 166133.3333 | 798 | 2.222% | 17.7333 | 691.6 | 148.4
10141103 | Ground-Mounted Transformer | TRANSFORMADOR |  | TRANSFORMADOR MARCA:ITB PTS WINNUA | PTS WINNUA | S16 52 56.32 | E036 00 00.07 | MOCUBA | 315 | 11 | 0,4 | 3 | 1979 | 840 | 840000 | ITB |  |  |  | 45 | 166.1333 | 673.8667 | 673866.6667 | 7 | 42 | 42000 | 166133.3333 | 798 | 2.222% | 17.7333 | 691.6 | 148.4
10141103 | Ground-Mounted Transformer | TRANSFORMADOR |  | TRANSFORMADOR MARCA: PTS 1014 | PTS 1014 | S16 49 58.35 | E036 59 31.84 | MOCUBA | 315 | 11 | 0,4 | 3 | 1979 | 840 | 840000 |  |  |  |  | 45 | 166.1333 | 673.8667 | 673866.6667 | 7 | 42 | 42000 | 166133.3333 | 798 | 2.222% | 17.7333 | 691.6 | 148.4
10141103 | Ground-Mounted Transformer | TRANSFORMADOR | T31 | TRANSFORMADOR MARCA:VEB NAMPULA CENTRAL T31 | NAMPULA CENTRAL | S15°6'51.028" | E039°15'10.387" | NAMPULA | 5000 | 33KV | 11 | 3 | 1980 | 20419 | 20419000 | VEB | 713260 |  |  | 45 | 4469.4922 | 15949.5078 | 15949507.7778 | 8 | 1020.95 | 1020950 | 4469492.2222 | 19398.05 | 2.222% | 431.0678 | 16380.5756 | 4038.4244
10141103 | Ground-Mounted Transformer | TRANSFORMADOR | T32 | TRANSFORMADOR MARCA:VEB NAMPULA CENTRAL T32 | NAMPULA CENTRAL | S15°6'51.028" | E039°15'10.387" | NAMPULA | 5000 | 33KV | 11 | 3 | 1980 | 20419 | 20419000 | VEB | 713262 |  |  | 45 | 4469.4922 | 15949.5078 | 15949507.7778 | 8 | 1020.95 | 1020950 | 4469492.2222 | 19398.05 | 2.222% | 431.0678 | 16380.5756 | 4038.4244
10141103 | Ground-Mounted Transformer | TRANSFORMADOR | T11 | TRANSFORMADOR MARCA:VEB NACALA T11 | NACALA | 14°33'24.851" | 40°40'21.418" | NACALA | 8000 | 11KV | 6.6 | 3 | 1980 | 20419 | 20419000 | VEB | 713244 |  |  | 45 | 4469.4922 | 15949.5078 | 15949507.7778 | 8 | 1020.95 | 1020950 | 4469492.2222 | 19398.05 | 2.222% | 431.0678 | 16380.5756 | 4038.4244
10141103 | Ground-Mounted Transformer | TRANSFORMADOR | T31 | TRANSFORMADOR MARCA:VEB NACALA T31 | NACALA | 14°33'24.851" | 40°40'21.418" | NACALA | 10000 | 33KV | 11 | 3 | 1980 | 20419 | 20419000 | VEB | 713243 |  |  | 45 | 4469.4922 | 15949.5078 | 15949507.7778 | 8 | 1020.95 | 1020950 | 4469492.2222 | 19398.05 | 2.222% | 431.0678 | 16380.5756 | 4038.4244
10141103 | Ground-Mounted Transformer | TRANSFORMADOR | T32 | TRANSFORMADOR MARCA:VEB NACALA T32 | NACALA | 14°33'24.851" | 40°40'21.418" | NACALA | 10000 | 33KV | 11 | 3 | 1980 | 20419 | 20419000 | VEB | 713242 |  |  | 45 | 4469.4922 | 15949.5078 | 15949507.7778 | 8 | 1020.95 | 1020950 | 4469492.2222 | 19398.05 | 2.222% | 431.0678 | 16380.5756 | 4038.4244
10141103 | Ground-Mounted Transformer | TRANSFORMADOR | TRFR 1 | TRANSFORMADOR MARCA:VEB PS02 TRFR 1 | PS02 | 14°32'30.869" | 40°40'19.998" | NACALA | 8000 | 11KV | 6.6 | 3 | 1980 | 20419 | 20419000 | VEB | 714892 |  |  | 45 | 4469.4922 | 15949.5078 | 15949507.7778 | 8 | 1020.95 | 1020950 | 4469492.2222 | 19398.05 | 2.222% | 431.0678 | 16380.5756 | 4038.4244
10141103 | Ground-Mounted Transformer | TRANSFORMADOR | PTS 4 | TRANSFORMADOR MARCA:EFACEC PTS 4 PTS 4 | PTS 4 |  |  | Maputo City | 315 | 11 | 0.4 | 3Ø | 1980 | 840 | 840000 | EFACEC | 11579 |  |  | 45 | 183.8667 | 656.1333 | 656133.3333 | 8 | 42 | 42000 | 183866.6667 | 798 | 2.222% | 17.7333 | 673.8667 | 166.1333 |  |  | Samora Machael
10141103 | Ground-Mounted Transformer | TRANSFORMADOR | T31 | TRANSFORMADOR MARCA:VEB NAMPULA CENTRAL T31 | NAMPULA CENTRAL | S15°6'51.028" | E039°15'10.387" | NAMPULA | 5000 | 33KV | 11 | 3 | 1980 | 20419 | 20419000 | VEB | 713260 |  |  | 45 | 4469.4922 | 15949.5078 | 15949507.7778 | 8 | 1020.95 | 1020950 | 4469492.2222 | 19398.05 | 2.222% | 431.0678 | 16380.5756 | 4038.4244
10141103 | Ground-Mounted Transformer | TRANSFORMADOR | T32 | TRANSFORMADOR MARCA:VEB NAMPULA CENTRAL T32 | NAMPULA CENTRAL | S15°6'51.028" | E039°15'10.387" | NAMPULA | 5000 | 33KV | 11 | 3 | 1980 | 20419 | 20419000 | VEB | 713262 |  |  | 45 | 4469.4922 | 15949.5078 | 15949507.7778 | 8 | 1020.95 | 1020950 | 4469492.2222 | 19398.05 | 2.222% | 431.0678 | 16380.5756 | 4038.4244
10141103 | Ground-Mounted Transformer | TRANSFORMADOR | T11 | TRANSFORMADOR MARCA:VEB NACALA T11 | NACALA | 14°33'24.851" | 40°40'21.418" | NACALA | 8000 | 11KV | 6.6 | 3 | 1980 | 20419 | 20419000 | VEB | 713244 |  |  | 45 | 4469.4922 | 15949.5078 | 15949507.7778 | 8 | 1020.95 | 1020950 | 4469492.2222 | 19398.05 | 2.222% | 431.0678 | 16380.5756 | 4038.4244
10141103 | Ground-Mounted Transformer | TRANSFORMADOR | T31 | TRANSFORMADOR MARCA:VEB NACALA T31 | NACALA | 14°33'24.851" | 40°40'21.418" | NACALA | 10000 | 33KV | 11 | 3 | 1980 | 20419 | 20419000 | VEB | 713243 |  |  | 45 | 4469.4922 | 15949.5078 | 15949507.7778 | 8 | 1020.95 | 1020950 | 4469492.2222 | 19398.05 | 2.222% | 431.0678 | 16380.5756 | 4038.4244
10141103 | Ground-Mounted Transformer | TRANSFORMADOR | T32 | TRANSFORMADOR MARCA:VEB NACALA T32 | NACALA | 14°33'24.851" | 40°40'21.418" | NACALA | 10000 | 33KV | 11 | 3 | 1980 | 20419 | 20419000 | VEB | 713242 |  |  | 45 | 4469.4922 | 15949.5078 | 15949507.7778 | 8 | 1020.95 | 1020950 | 4469492.2222 | 19398.05 | 2.222% | 431.0678 | 16380.5756 | 4038.4244
10141103 | Ground-Mounted Transformer | TRANSFORMADOR | TRFR 1 | TRANSFORMADOR MARCA:VEB PS02 TRFR 1 | PS02 | 14°32'30.869" | 40°40'19.998" | NACALA | 8000 | 11KV | 6.6 | 3 | 1980 | 20419 | 20419000 | VEB | 714892 |  |  | 45 | 4469.4922 | 15949.5078 | 15949507.7778 | 8 | 1020.95 | 1020950 | 4469492.2222 | 19398.05 | 2.222% | 431.0678 | 16380.5756 | 4038.4244
10141103 | Ground-Mounted Transformer | TRANSFORMADOR | PT183 | TRANSFORMADOR MARCA:Motra/Sabuco PT183 PT183 | PT183 | 693025.8 | 7806506 | BEIRA | 250 | 6.6 | 0.4 | 3 | 1981 | 840 | 840000 | Motra/Sabuco | Lel 19232 |  |  | 45 | 201.6 | 638.4 | 638400 | 9 | 42 | 42000 | 201600 | 798 | 2.222% | 17.7333 | 656.1333 | 183.8667 | Depósito de Medicamentos Maquinino | SOFALA
10141103 | Ground-Mounted Transformer | TRANSFORMADOR | T1 | TRANSFORMADOR MARCA:NEBB CENTRAL HYDRICO T1 | CENTRAL HYDRICO | 13°17'27.502 | 35°20'0.751" | LICHINGA | 850 | 33KV | 400 | 3 | 1982 | 1890 | 1890000 | NEBB | 82-0792 |  |  | 45 | 493.5 | 1396.5 | 1396500 | 10 | 94.5 | 94500 | 493500 | 1795.5 | 2.222% | 39.9 | 1436.4 | 453.6
10141103 | Ground-Mounted Transformer | TRANSFORMADOR | T1 | TRANSFORMADOR MARCA:NEBB CENTRAL HYDRICO T1 | CENTRAL HYDRICO | 13°17'27.502 | 35°20'0.751" | LICHINGA | 850 | 33KV | 400 | 3 | 1982 | 1890 | 1890000 | NEBB | 82-0792 |  |  | 45 | 493.5 | 1396.5 | 1396500 | 10 | 94.5 | 94500 | 493500 | 1795.5 | 2.222% | 39.9 | 1436.4 | 453.6
10141103 | Ground-Mounted Transformer | TRANSFORMADOR |  | TRANSFORMADOR MARCA:PAUWELS PTS 1009 | PTS 1009 | S16 50 33.36 | E036 59 39.63 | MOCUBA | 315 | 11 | 0,4 | 3 | 1982 | 840 | 840000 | PAUWELS | 8210979 |  |  | 45 | 219.3333 | 620.6667 | 620666.6667 | 10 | 42 | 42000 | 219333.3333 | 798 | 2.222% | 17.7333 | 638.4 | 201.6
10141103 | Ground-Mounted Transformer | TRANSFORMADOR |  | TRANSFORMADOR MARCA:EFACEC PTS 1010 | PTS 1010 | S16 50 15.14 | E036 59 45.07 | MOCUBA | 315 | 11 | 0,4 | 3 | 1982 | 840 | 840000 | EFACEC |  |  |  | 45 | 219.3333 | 620.6667 | 620666.6667 | 10 | 42 | 42000 | 219333.3333 | 798 | 2.222% | 17.7333 | 638.4 | 201.6
10141103 | Ground-Mounted Transformer | TRANSFORMADOR | PT1 | TRANSFORMADOR MARCA:EFACEC PT1 PT1 | PT1 | S 19°48'26,02" | E 034°51'09,28" | BEIRA | 100 | 6.6 | 0.4 | 3 | 1983 | 763 | 763000 | EFACEC | 19117S |  |  | 45 | 215.3356 | 547.6644 | 547664.4444 | 11 | 38.15 | 38150 | 215335.5556 | 724.85 | 2.222% | 16.1078 | 563.7722 | 199.2278 | Central da Munhava | SOFALA | n/a
10141103 | Ground-Mounted Transformer | TRANSFORMADOR | PT100 | TRANSFORMADOR MARCA:Tanelec PT100 PT100 | PT100 | 693612.2 | 7805498.5 | BEIRA | 315 | 6.6 | 0.4 | 3 | 1983 | 840 | 840000 | Tanelec | T-1045 |  |  | 45 | 237.0667 | 602.9333 | 602933.3333 | 11 | 42 | 42000 | 237066.6667 | 798 | 2.222% | 17.7333 | 620.6667 | 219.3333 | Bairro do Goto(Piscina) | SOFALA
10141103 | Ground-Mounted Transformer | TRANSFORMADOR | PT161 | TRANSFORMADOR MARCA:Led Breda PT161 PT161 | PT161 | 693339.8 | 7807280.7 | BEIRA | 250 | 6.6 | 0.4 | 3 | 1983 | 840 | 840000 | Led Breda | 128205 |  |  | 45 | 237.0667 | 602.9333 | 602933.3333 | 11 | 42 | 42000 | 237066.6667 | 798 | 2.222% | 17.7333 | 620.6667 | 219.3333 | Electrónica Pioneiros | SOFALA
10141103 | Ground-Mounted Transformer | TRANSFORMADOR | AGCHI/PT03 | TRANSFORMADOR MARCA:ASEA AGCHI/PT03 AGCHI/PT03 | AGCHI/PT03 | S19 06 47,48 | E033 28 51,54 | CHIMOIO | 500 | 6.6 | 0.4 | 3 | 1983 | 1016 | 1016000 | ASEA | 6121771 |  |  | 45 | 286.7378 | 729.2622 | 729262.2222 | 11 | 50.8 | 50800 | 286737.7778 | 965.2 | 2.222% | 21.4489 | 750.7111 | 265.2889 | SEMAFOROS | MANICA | DA 1 ESQUADRA PRM
10141103 | Ground-Mounted Transformer | TRANSFORMADOR | PTS 133 | TRANSFORMADOR MARCA:Alsthom Atlantique PTS 133 PTS 133 | PTS 133 |  |  | Mabukwane | 630 | 11 | 0.4 | 3Ø | 1983 | 1016 | 1016000 | Alsthom Atlantique | 715.290 |  |  | 45 | 286.7378 | 729.2622 | 729262.2222 | 11 | 50.8 | 50800 | 286737.7778 | 965.2 | 2.222% | 21.4489 | 750.7111 | 265.2889
10141103 | Ground-Mounted Transformer | TRANSFORMADOR | PTS 789 | TRANSFORMADOR MARCA:MOTRA PTS 789 PTS 789 | PTS 789 | 32.330941 | -25.046760 | Boane | 315 | 33 | 0.4 | 3Ø | 1983 | 1039 | 1039000 | MOTRA | LEL 22437 |  |  | 45 | 293.2289 | 745.7711 | 745771.1111 | 11 | 51.95 | 51950 | 293228.8889 | 987.05 | 2.222% | 21.9344 | 767.7056 | 271.2944 |  | Boane
10141103 | Ground-Mounted Transformer | TRANSFORMADOR | AGCHI/PT02 | TRANSFORMADOR MARCA:TANELEC AGCHI/PT02 AGCHI/PT02 | AGCHI/PT02 | S19 06 39,69 | E 033 28 36,45 | CHIMOIO | 500 | 6.6 | 0.4 | 3 | 1984 | 1016 | 1016000 | TANELEC | T-1017 |  |  | 45 | 308.1867 | 707.8133 | 707813.3333 | 12 | 50.8 | 50800 | 308186.6667 | 965.2 | 2.222% | 21.4489 | 729.2622 | 286.7378 | POSTO DE SAUDE EDUARDO MONDLANE | MANICA
10141103 | Ground-Mounted Transformer | TRANSFORMADOR |  | TRANSFORMADOR MARCA:TANELEC LIMITED CENTRAL HYDRICA | CENTRAL HYDRICA | 14°43'16.135" | 36°42'19.221" | CUAMBA | 650 | 33KV | 400 | 3 | 1985 | 1200 | 1200000 | TANELEC LIMITED | T-1430 |  |  | 45 | 389.3333 | 810.6667 | 810666.6667 | 13 | 60 | 60000 | 389333.3333 | 1140 | 2.222% | 25.3333 | 836 | 364
10141103 | Ground-Mounted Transformer | TRANSFORMADOR | AGCHI/PT66 | TRANSFORMADOR MARCA:TANELEC AGCHI/PT66 AGCHI/PT66 | AGCHI/PT66 | S19 07 48,22 | E033 29 56,99 | CHIMOIO | 200 | 6.6 | 0.4 | 3 | 1985 | 572 | 572000 | TANELEC | T-2175 |  |  | 45 | 185.5822 | 386.4178 | 386417.7778 | 13 | 28.6 | 28600 | 185582.2222 | 543.4 | 2.222% | 12.0756 | 398.4933 | 173.5067 | SOALPO | MANICA
10141103 | Ground-Mounted Transformer | TRANSFORMADOR | AGCHI/PT112 | TRANSFORMADOR MARCA:TANELEC AGCHI/PT112 AGCHI/PT112 | AGCHI/PT112 | S19 06 58,54 | E033 28 45,67 | CHIMOIO | 200 | 6.6 | 0.4 | 3 | 1985 | 572 | 572000 | TANELEC | T-2178 |  |  | 45 | 185.5822 | 386.4178 | 386417.7778 | 13 | 28.6 | 28600 | 185582.2222 | 543.4 | 2.222% | 12.0756 | 398.4933 | 173.5067 | MANICA SHOPPING CENTER | MANICA | Bairro 3 de Fevereiro
10141103 | Ground-Mounted Transformer | TRANSFORMADOR | AGGDL/PT17 | TRANSFORMADOR MARCA:TANELEC AGGDL/PT17 AGGDL/PT17 | AGGDL/PT17 | S19 06 07,5 | E033 48 33,3 | GONDOLA | 160 | 22 | 0.4 | 3 | 1985 | 572 | 572000 | TANELEC | T2235 |  |  | 45 | 185.5822 | 386.4178 | 386417.7778 | 13 | 28.6 | 28600 | 185582.2222 | 543.4 | 2.222% | 12.0756 | 398.4933 | 173.5067 | Bairro Amatongas Socel | MANICA | CENTRO EDUCATIONAL DAS AMATONGAS
10141103 | Ground-Mounted Transformer | TRANSFORMADOR | PTS 78 | TRANSFORMADOR MARCA:TANELEC PTS 78 PTS 78 | PTS 78 |  |  | Maxaquene | 800 | 11 | 0.4 | 3Ø | 1985 | 1525 | 1525000 | TANELEC | T-1 342 |  |  | 45 | 494.7778 | 1030.2222 | 1030222.2222 | 13 | 76.25 | 76250 | 494777.7778 | 1448.75 | 2.222% | 32.1944 | 1062.4167 | 462.5833
10141103 | Ground-Mounted Transformer | TRANSFORMADOR | PT 15 RG | TRANSFORMADOR MARCA:France Transfo PT 15 RG |  | 35,3202744 | -22,0001184 | Inhambane | 200 | 11 | 0.4 | 3Φ | 1985 | 572 | 572000 | France Transfo | 134689 01 |  |  | 45 | 185.5822 | 386.4178 | 386417.7778 | 13 | 28.6 | 28600 | 185582.2222 | 543.4 | 2.222% | 12.0756 | 398.4933 | 173.5067 | Vilankulo
10141103 | Ground-Mounted Transformer | TRANSFORMADOR |  | TRANSFORMADOR MARCA:TANELEC LIMITED CENTRAL HYDRICA | CENTRAL HYDRICA | 14°43'16.135" | 36°42'19.221" | CUAMBA | 650 | 33KV | 400 | 3 | 1985 | 1200 | 1200000 | TANELEC LIMITED | T-1430 |  |  | 45 | 389.3333 | 810.6667 | 810666.6667 | 13 | 60 | 60000 | 389333.3333 | 1140 | 2.222% | 25.3333 | 836 | 364
10141103 | Ground-Mounted Transformer | TRANSFORMADOR |  | TRANSFORMADOR MARCA:N/A SE-MATUNDO | SE-MATUNDO | 567788.878 | 8219169.029 | TETE | 100 | 6.6 | 0.4 | 3 | 1986 | 763 | 763000 | N/A | N/A |  |  | 45 | 263.6589 | 499.3411 | 499341.1111 | 14 | 38.15 | 38150 | 263658.8889 | 724.85 | 2.222% | 16.1078 | 515.4489 | 247.5511 | TETE | CHINGODZI
10141103 | Ground-Mounted Transformer | TRANSFORMADOR |  | TRANSFORMADOR MARCA:EFACEC MATAMBO-SUB | MATAMBO-SUB | 552807.948 | 8216822.536 | TETE | 160 | 33 | 0.4 | 3 | 1987 | 991 | 991000 | EFACEC | 261976 |  |  | 45 | 363.3667 | 627.6333 | 627633.3333 | 15 | 49.55 | 49550 | 363366.6667 | 941.45 | 2.222% | 20.9211 | 648.5544 | 342.4456 | TETE | DEGUE
10141103 | Ground-Mounted Transformer | TRANSFORMADOR | PT18 | TRANSFORMADOR MARCA:EFACEC PT18 PT18 | PT18 | 696813.7 | 7803993.4 | BEIRA | 630 | 6.6 | 0.4 | 3 | 1987 | 1016 | 1016000 | EFACEC | 102838.4 |  |  | 45 | 372.5333 | 643.4667 | 643466.6667 | 15 | 50.8 | 50800 | 372533.3333 | 965.2 | 2.222% | 21.4489 | 664.9156 | 351.0844 | TDM - Macuti | SOFALA
10141103 | Ground-Mounted Transformer | TRANSFORMADOR | PT186 | TRANSFORMADOR MARCA:EFACEC PT186 PT186 | PT186 | 697384.3 | 7804095.9 | BEIRA | 315 | 6.6 | 0.4 | 3 | 1987 | 840 | 840000 | EFACEC | 10180.43 |  |  | 45 | 308 | 532 | 532000 | 15 | 42 | 42000 | 308000 | 798 | 2.222% | 17.7333 | 549.7333 | 290.2667 | Sadelmi-Empregilo Macúti | SOFALA
10141103 | Ground-Mounted Transformer | TRANSFORMADOR | PTS 3003 | TRANSFORMADOR MARCA:OCEM ALTO MOLOCUE PTS 3003 | ALTO MOLOCUE | 15°38'37.579" | 37°40"44.700" | ALTO MOLOCUE | 400 | 33KV | 400 | 3 | 1987 | 1039 | 1039000 | OCEM |  |  |  | 45 | 380.9667 | 658.0333 | 658033.3333 | 15 | 51.95 | 51950 | 380966.6667 | 987.05 | 2.222% | 21.9344 | 679.9678 | 359.0322 |  | MULUXASSE
10141103 | Ground-Mounted Transformer | TRANSFORMADOR | PTS 3007 | TRANSFORMADOR MARCA: ALTO MOLOCUE PTS 3007 | ALTO MOLOCUE | 15°38'46.184" | 37°40'31.457" | ALTO MOLOCUE | 315 | 33KV | 400 | 3 | 1987 | 1039 | 1039000 |  |  |  |  | 45 | 380.9667 | 658.0333 | 658033.3333 | 15 | 51.95 | 51950 | 380966.6667 | 987.05 | 2.222% | 21.9344 | 679.9678 | 359.0322 |  | SUBSTACACO MULUXASSE
10141103 | Ground-Mounted Transformer | TRANSFORMADOR |  | TRANSFORMADOR MARCA:HANSEN SOEHNE SE MATUNDO | SE MATUNDO | 564683.499 | 8215330.47 | TETE | 250 | 6.6 | 0.4 | 3 | 1988 | 840 | 840000 | HANSEN SOEHNE | 88N1367 |  |  | 45 | 325.7333 | 514.2667 | 514266.6667 | 16 | 42 | 42000 | 325733.3333 | 798 | 2.222% | 17.7333 | 532 | 308 | TETE | GEOMOC
10141103 | Ground-Mounted Transformer | TRANSFORMADOR | H1T1 | TRANSFORMADOR MARCA:PAUWELLS TRAFO CENTRAL HYDRICA H1T1 | CENTRAL HYDRICA | 14°43'16.135" | 36°42'19.221" | CUAMBA | 50 | 33KV | 400 | 3 | 1988 | 643 | 643000 | PAUWELLS TRAFO | 88N4693 |  |  | 45 | 249.3411 | 393.6589 | 393658.8889 | 16 | 32.15 | 32150 | 249341.1111 | 610.85 | 2.222% | 13.5744 | 407.2333 | 235.7667
10141103 | Ground-Mounted Transformer | TRANSFORMADOR |  | TRANSFORMADOR MARCA:N/A SE-MOVEL | SE-MOVEL | 568226 | 8215040 | TETE | 200 | 33 | 0.4 | 3 | 1990 | 991 | 991000 | N/A | N/A |  |  | 45 | 426.13 | 564.87 | 564870 | 18 | 49.55 | 49550 | 426130 | 941.45 | 2.222% | 20.9211 | 585.7911 | 405.2089 | TETE | ACAMP.CETA
10141103 | Ground-Mounted Transformer | TRANSFORMADOR | PT61 | TRANSFORMADOR MARCA:Efacec PT61 PT61 | PT61 | 696162.3 | 7814001.3 | BEIRA | 500 | 22 | 0.4 | 3 | 1990 | 1016 | 1016000 | Efacec | 11547.1 |  |  | 45 | 436.88 | 579.12 | 579120 | 18 | 50.8 | 50800 | 436880 | 965.2 | 2.222% | 21.4489 | 600.5689 | 415.4311 | Fábrica S.Pedro - Manga | SOFALA
10141103 | Ground-Mounted Transformer | TRANSFORMADOR | AGCHI/PT29 | TRANSFORMADOR MARCA:EFACEC AGCHI/PT29 AGCHI/PT29 | AGCHI/PT29 | S19 07 41,24 | E033 28 50,00 | CHIMOIO | 315 | 22 | 0.4 | 3 | 1990 | 953 | 953000 | EFACEC | 12508 |  |  | 45 | 409.79 | 543.21 | 543210 | 18 | 47.65 | 47650 | 409790 | 905.35 | 2.222% | 20.1189 | 563.3289 | 389.6711 | ACAMPAMENTO DA SAUDE) | MANICA
10141103 | Ground-Mounted Transformer | TRANSFORMADOR | PTS 116 | TRANSFORMADOR MARCA:EFACEC PTS 116 PTS 116 | PTS 116 |  |  | Maputo City | 500 | 11 | 0.4 | 3Ø | 1990 | 1016 | 1016000 | EFACEC |  |  |  | 45 | 436.88 | 579.12 | 579120 | 18 | 50.8 | 50800 | 436880 | 965.2 | 2.222% | 21.4489 | 600.5689 | 415.4311 |  |  | Filipe S. Magaia
10141103 | Ground-Mounted Transformer | TRANSFORMADOR | PTS 64R | TRANSFORMADOR MARCA:TANELEC PTS 64R PTS 64R | PTS 64R | 32.566992 | -25.860992 | Zimpeto | 315 | 33 | 0.4 | 3Ø | 1990 | 1039 | 1039000 | TANELEC | T-6899 |  |  | 45 | 446.77 | 592.23 | 592230 | 18 | 51.95 | 51950 | 446770 | 987.05 | 2.222% | 21.9344 | 614.1644 | 424.8356
10141103 | Pole-Mounted Transformer | TRANSFORMADOR | PTS 09 | TRANSFORMADOR MARCA: Free State Transformers Inhambane PTS 09 | Inhambane | 35,38308 | -23,87742 | Inhambane | 200 | 33 | 0.4 | 3Φ | 1944 | 991 | 991000 | Free State Transformers | 1. SKOU452C/10 & 2. TB 1509150 |  |  | 45 | 154.1556 | 836.8444 | 836844.4444 | 5 | 49.55 | 49550 | 154155.5556 | 941.45 | 2.222% | 20.9211 | 857.7656 | 133.2344 |  |  |  | Past assigned age - added 5 years
10141103 | Pole-Mounted Transformer | TRANSFORMADOR | AGCHI/PT17 | TRANSFORMADOR MARCA:ENAE AGCHI/PT17 AGCHI/PT17 | AGCHI/PT17 | S19 15 59,27 | E033 28 50,11 | CHIMOIO | 30 | 22 | 0.4 | 3 | 1950 | 433 | 433000 | ENAE | SP-HIP |  |  | 45 | 67.3556 | 365.6444 | 365644.4444 | 5 | 21.65 | 21650 | 67355.5556 | 411.35 | 2.222% | 9.1411 | 374.7856 | 58.2144 | Chindegue (Localidade) | MANICA | Moagem Vurande
10141103 | Pole-Mounted Transformer | TRANSFORMADOR | PTS 81 | TRANSFORMADOR MARCA:ENGLISH ELECTRIC PTS 81 PTS 81 | PTS 81 | 32.441923 | -25.920753 | Matola | 500 | 33 | 0.4 | 3Ø | 1958 | 1200 | 1200000 | ENGLISH ELECTRIC | F05040/1 |  |  | 45 | 186.6667 | 1013.3333 | 1013333.3333 | 5 | 60 | 60000 | 186666.6667 | 1140 | 2.222% | 25.3333 | 1038.6667 | 161.3333 |  | Matola G
10141103 | Pole-Mounted Transformer | TRANSFORMADOR | AGCBT/PTS0189 | TRANSFORMADOR MARCA:MOTRA AGCBT/PTS0189 AGCBT/PTS0189 | AGCBT/PTS0189 | 24° 42.866 | 033° 39.766 | GESTÃO ZSC DE CHIBUTO | 50 | 33 | 0.4 | 3 | 1971 | 643 | 643000 | MOTRA | 10321102/04 |  |  | 45 | 100.0222 | 542.9778 | 542977.7778 | 5 | 32.15 | 32150 | 100022.2222 | 610.85 | 2.222% | 13.5744 | 556.5522 | 86.4478 | Jantigue Padaria | Gaza |  | Past assigned age - added 5 years
10141103 | Pole-Mounted Transformer | TRANSFORMADOR | PT219 | TRANSFORMADOR MARCA:Motra Sabuco PT219 PT219 | PT219 | 701736.4 | 7808895.3 | BEIRA | 160 | 22 | 0.4 | 3 | 1971 | 572 | 572000 | Motra Sabuco | 6715 |  |  | 45 | 88.9778 | 483.0222 | 483022.2222 | 5 | 28.6 | 28600 | 88977.7778 | 543.4 | 2.222% | 12.0756 | 495.0978 | 76.9022 | Régulo Luís-Escola Primária | SOFALA
10141103 | Pole-Mounted Transformer | TRANSFORMADOR | AGCHI/PT18 | TRANSFORMADOR MARCA:MOTRA SABUGO AGCHI/PT18 AGCHI/PT18 | AGCHI/PT18 | S19 07 21,02 | E033 27 04,94 | CHIMOIO | 250 | 22 | 0.4 | 3 | 1971 | 953 | 953000 | MOTRA SABUGO | AKOUM508N/20 |  |  | 45 | 148.2444 | 804.7556 | 804755.5556 | 5 | 47.65 | 47650 | 148244.4444 | 905.35 | 2.222% | 20.1189 | 824.8744 | 128.1256 | MOAGEM TOBIAS DIA | MANICA
10141103 | Pole-Mounted Transformer | TRANSFORMADOR | PTS 749 | TRANSFORMADOR MARCA:PAUWELS PTS 749 PTS 749 | PTS 749 | 32.279325 | -25.071639 | Boane | 250 | 33 | 0.4 | 3Ø | 1971 | 991 | 991000 | PAUWELS | 2309088 |  |  | 45 | 154.1556 | 836.8444 | 836844.4444 | 5 | 49.55 | 49550 | 154155.5556 | 941.45 | 2.222% | 20.9211 | 857.7656 | 133.2344 |  | Massaca
10141103 | Pole-Mounted Transformer | TRANSFORMADOR | PT 652 | TRANSFORMADOR MARCA:Morris Awerbuch PT 652 |  | 32,7309197 | -25,4191147 | Manhica | 100 | 33 | 0.4 | 3Φ | 1971 | 763 | 763000 | Morris Awerbuch | 8070 |  |  | 45 | 118.6889 | 644.3111 | 644311.1111 | 5 | 38.15 | 38150 | 118688.8889 | 724.85 | 2.222% | 16.1078 | 660.4189 | 102.5811
10141103 | Pole-Mounted Transformer | TRANSFORMADOR | AGCHI/PT15 | TRANSFORMADOR MARCA:EFACEC AGCHI/PT15 AGCHI/PT15 | AGCHI/PT15 | S19 06 59,11 | E033 29 06,59 | CHIMOIO | 500 | 22 | 0.4 | 3 | 1972 | 1016 | 1016000 | EFACEC | No Info Label |  |  | 45 | 158.0444 | 857.9556 | 857955.5556 | 5 | 50.8 | 50800 | 158044.4444 | 965.2 | 2.222% | 21.4489 | 879.4044 | 136.5956 | EPC 3 DE FEVEREIRO | MANICA | Bairro 3 de Fevereiro
10141103 | Pole-Mounted Transformer | TRANSFORMADOR | AGCHI/PT57 | TRANSFORMADOR MARCA:EFACEC AGCHI/PT57 AGCHI/PT57 | AGCHI/PT57 | S19 07 15,61 | E033 29 02,56 | CHIMOIO | 200 | 6.6 | 0.4 | 3 | 1972 | 572 | 572000 | EFACEC | NO LABEL ON TRFR |  |  | 45 | 88.9778 | 483.0222 | 483022.2222 | 5 | 28.6 | 28600 | 88977.7778 | 543.4 | 2.222% | 12.0756 | 495.0978 | 76.9022 | BAIRRO DE FEVEREIRO | MANICA | Bairro 3 de Fevereiro
10141103 | Pole-Mounted Transformer | TRANSFORMADOR | PT (Proximo)R | TRANSFORMADOR MARCA:UNELEC PT (Proximo)R PT (Proximo)R | PT (Proximo)R | 32.600415 | -25.858457 | Magoanine A | 315 | 33 | 0.4 | 3Ø | 1972 | 1039 | 1039000 | UNELEC | 382358 |  |  | 45 | 161.6222 | 877.3778 | 877377.7778 | 5 | 51.95 | 51950 | 161622.2222 | 987.05 | 2.222% | 21.9344 | 899.3122 | 139.6878
10141103 | Pole-Mounted Transformer | TRANSFORMADOR | PT120 | TRANSFORMADOR MARCA:EFACEC PT120 PT120 | PT120 | S 19°50'16.01" | E 034°51'54.39" | BEIRA | 500 | 22 | 0.4 | 3 | 1973 | 1016 | 1016000 | EFACEC | NO SERIAL NO. |  |  | 45 | 72.2489 | 943.7511 | 943751.1111 | 1 | 50.8 | 50800 | 72248.8889 | 965.2 | 2.222% | 21.4489 | 965.2 | 50.8 | Bairro Bambu(Moagem) | SOFALA
10141103 | Pole-Mounted Transformer | TRANSFORMADOR | PT210 | TRANSFORMADOR MARCA:EFACEC PT210 PT210 | PT210 | 694942.3 | 7807578.2 | BEIRA | 315 | 22 | 0.4 | 3 | 1973 | 953 | 953000 | EFACEC | 150541 |  |  | 45 | 67.7689 | 885.2311 | 885231.1111 | 1 | 47.65 | 47650 | 67768.8889 | 905.35 | 2.222% | 20.1189 | 905.35 | 47.65 | Muchatazina | SOFALA
10141103 | Pole-Mounted Transformer | TRANSFORMADOR | PT211 | TRANSFORMADOR MARCA:Efacec PT211 PT211 | PT211 | 695225.1 | 7807191 | BEIRA | 315 | 22 | 0.4 | 3 | 1973 | 953 | 953000 | Efacec | 15054 |  |  | 45 | 67.7689 | 885.2311 | 885231.1111 | 1 | 47.65 | 47650 | 67768.8889 | 905.35 | 2.222% | 20.1189 | 905.35 | 47.65 | Muchatazina(Escola Samorinha) | SOFALA
10141103 | Pole-Mounted Transformer | TRANSFORMADOR | PT215 | TRANSFORMADOR MARCA:Efacec PT215 PT215 | PT215 | 694293.5 | 78047.45 | BEIRA | 315 | 22 | 0.4 | 3 | 1973 | 953 | 953000 | Efacec | S/chapa de caract. |  |  | 45 | 67.7689 | 885.2311 | 885231.1111 | 1 | 47.65 | 47650 | 67768.8889 | 905.35 | 2.222% | 20.1189 | 905.35 | 47.65 | Atrás da Subestação nº3 | SOFALA
10141103 | Pole-Mounted Transformer | TRANSFORMADOR | PTS 208 | TRANSFORMADOR MARCA:MOTRA PTS 208 PTS 208 | PTS 208 | 32.547282 | -25.876366 | Zona Verde | 250 | 33 | 0.4 | 3Ø | 1973 | 991 | 991000 | MOTRA | LEL 8394 |  |  | 45 | 70.4711 | 920.5289 | 920528.8889 | 1 | 49.55 | 49550 | 70471.1111 | 941.45 | 2.222% | 20.9211 | 941.45 | 49.55
10141103 | Pole-Mounted Transformer | TRANSFORMADOR | PT283 | TRANSFORMADOR MARCA:Tanelec PT283 PT283 | PT283 | 697877.5 | 7812900.4 | BEIRA | 160 | 22 | 0.4 | 3 | 1974 | 572 | 572000 | Tanelec | 125150 |  |  | 45 | 52.7511 | 519.2489 | 519248.8889 | 2 | 28.6 | 28600 | 52751.1111 | 543.4 | 2.222% | 12.0756 | 531.3244 | 40.6756 | Bairro Ndunda próximo da 1ªPonteca direcção à Nhangau | SOFALA
10141103 | Pole-Mounted Transformer | TRANSFORMADOR | USMSC/PT3 | TRANSFORMADOR MARCA:DECOMMISSIONED USMSC/PT3 USMSC/PT3 | USMSC/PT3 | S19 00 07 1 | E033 05 08,2 | MANICA | 250 | 6.6 | 0.4 | 3 | 1974 | 840 | 840000 | DECOMMISSIONED |  |  |  | 45 | 77.4667 | 762.5333 | 762533.3333 | 2 | 42 | 42000 | 77466.6667 | 798 | 2.222% | 17.7333 | 780.2667 | 59.7333 | Bairro Chissano | MANICA | ANTIGNA PEDREIRA
10141103 | Pole-Mounted Transformer | TRANSFORMADOR | PT 430 | TRANSFORMADOR MARCA:Motra PT 430 |  | 32,5514248 | -25,8818298 | Maputo | 100 | 33 | 0,4 | 3Φ | 1974 | 763 | 763000 | Motra | LEL8810 |  |  | 45 | 70.3656 | 692.6344 | 692634.4444 | 2 | 38.15 | 38150 | 70365.5556 | 724.85 | 2.222% | 16.1078 | 708.7422 | 54.2578 | Infulene
10141103 | Pole-Mounted Transformer | TRANSFORMADOR |  | TRANSFORMADOR MARCA:EFACEC SE-MANJE | SE-MANJE | 648907.652 | 8367172.142 | ULONGUE | 50 | 33 | 0.4 | 3 | 1975 | 643 | 643000 | EFACEC | 30943 |  |  | 45 | 72.8733 | 570.1267 | 570126.6667 | 3 | 32.15 | 32150 | 72873.3333 | 610.85 | 2.222% | 13.5744 | 583.7011 | 59.2989 | TETE | MAWE
10141103 | Pole-Mounted Transformer | TRANSFORMADOR |  | TRANSFORMADOR MARCA:ITB SE-CHIMUARA | SE-CHIMUARA | 720775.635 | 8069267.287 | MUTARARA | 160 | 33 | 0.4 | 3 | 1975 | 991 | 991000 | ITB | 774608 |  |  | 45 | 112.3133 | 878.6867 | 878686.6667 | 3 | 49.55 | 49550 | 112313.3333 | 941.45 | 2.222% | 20.9211 | 899.6078 | 91.3922 | TETE | HOSPITAL
10141103 | Pole-Mounted Transformer | TRANSFORMADOR | PT 14R | TRANSFORMADOR MARCA:MOTRA PT 14R PT 14R | PT 14R |  |  | Mabukwane | 500 | 33 | 0.4 | 3Ø | 1975 | 1200 | 1200000 | MOTRA | 30 |  |  | 45 | 136 | 1064 | 1064000 | 3 | 60 | 60000 | 136000 | 1140 | 2.222% | 25.3333 | 1089.3333 | 110.6667
10141103 | Pole-Mounted Transformer | TRANSFORMADOR | AGMNC/PT5 | TRANSFORMADOR MARCA:TSA AGMNC/PT5 AGMNC/PT5 | AGMNC/PT5 | S18 56 34,6 | E032 57 53,8 | MANICA | 250 | 33 | 0.4 | 3 | 1977 | 991 | 991000 | TSA | 112401B01 |  |  | 45 | 154.1556 | 836.8444 | 836844.4444 | 5 | 49.55 | 49550 | 154155.5556 | 941.45 | 2.222% | 20.9211 | 857.7656 | 133.2344 | Bairro Josina Machel | MANICA | ZONA REIDENCIA EDM
10141103 | Pole-Mounted Transformer | TRANSFORMADOR | USMSC/PT4 | TRANSFORMADOR MARCA:TSA USMSC/PT4 USMSC/PT4 | USMSC/PT4 | S18 59 38,4 | E033 04 40,0 | MANICA | 50 | 6.6 | 0.4 | 3 | 1977 | 381 | 381000 | TSA | 112813B01 |  |  | 45 | 59.2667 | 321.7333 | 321733.3333 | 5 | 19.05 | 19050 | 59266.6667 | 361.95 | 2.222% | 8.0433 | 329.7767 | 51.2233 | Bairro nº 6 | MANICA | IGREJA ZCC
10141103 | Pole-Mounted Transformer | TRANSFORMADOR | PTS 1165 | TRANSFORMADOR MARCA:" PTS 1165 PTS 1165 | PTS 1165 | 32.263706 | -25.071023 | Boane | 315 | 33 | 0.4 | 3Ø | 1977 | 1039 | 1039000 | " | 895568 |  |  | 45 | 161.6222 | 877.3778 | 877377.7778 | 5 | 51.95 | 51950 | 161622.2222 | 987.05 | 2.222% | 21.9344 | 899.3122 | 139.6878 |  | Massaca
10141103 | Pole-Mounted Transformer | TRANSFORMADOR | 63 | TRANSFORMADOR MARCA: NACALA 63 | NACALA | 14°39.114 | 40°41.184 | Nacala-Porto | 50 | 33KV | 400 | 3 | 1978 | 643 | 643000 |  |  |  |  | 45 | 113.5967 | 529.4033 | 529403.3333 | 6 | 32.15 | 32150 | 113596.6667 | 610.85 | 2.222% | 13.5744 | 542.9778 | 100.0222 |  | PTS próximo da Devine Comercial
10141103 | Pole-Mounted Transformer | TRANSFORMADOR | 64 | TRANSFORMADOR MARCA: NACALA 64 | NACALA | 14°34.315 | 40°41.573 | Nacala-Porto | 160 | 33KV | 400 | 3 | 1978 | 991 | 991000 |  |  |  |  | 45 | 175.0767 | 815.9233 | 815923.3333 | 6 | 49.55 | 49550 | 175076.6667 | 941.45 | 2.222% | 20.9211 | 836.8444 | 154.1556 |  | Mercado Muchangalene
10141103 | Pole-Mounted Transformer | TRANSFORMADOR | 63 | TRANSFORMADOR MARCA:TM NACALA 63 | NACALA | 14°39.114 | 40°41.184 | Nacala-Porto | 50 | 33KV | 400 | 3 | 1978 | 643 | 643000 | TM | 920845 |  |  | 45 | 113.5967 | 529.4033 | 529403.3333 | 6 | 32.15 | 32150 | 113596.6667 | 610.85 | 2.222% | 13.5744 | 542.9778 | 100.0222 |  | PTS próximo da Devine Comercial
10141103 | Pole-Mounted Transformer | TRANSFORMADOR | 64 | TRANSFORMADOR MARCA:TM NACALA 64 | NACALA | 14°34.315 | 40°41.573 | Nacala-Porto | 160 | 33KV | 400 | 3 | 1978 | 991 | 991000 | TM | 920864 |  |  | 45 | 175.0767 | 815.9233 | 815923.3333 | 6 | 49.55 | 49550 | 175076.6667 | 941.45 | 2.222% | 20.9211 | 836.8444 | 154.1556 |  | Mercado Muchangalene
10141103 | Pole-Mounted Transformer | TRANSFORMADOR | PT207 | TRANSFORMADOR MARCA:SMT PT207 PT207 | PT207 | 689412.2 | 7818867 | BEIRA | 250 | 22 | 0.4 | 3 | 1979 | 953 | 953000 | SMT | 79322504 |  |  | 45 | 188.4822 | 764.5178 | 764517.7778 | 7 | 47.65 | 47650 | 188482.2222 | 905.35 | 2.222% | 20.1189 | 784.6367 | 168.3633 | Inhamízua-Póvoa | SOFALA
10141103 | Pole-Mounted Transformer | TRANSFORMADOR | PTS 600 | TRANSFORMADOR MARCA:Energoinvest (Yugoslavia) PTS 600 PTS 600 | PTS 600 | 32.087000 | -25.256298 | Boane | 250 | 11 | 0.4 | 3Ø | 1979 | 840 | 840000 | Energoinvest (Yugoslavia) | 48306 |  |  | 45 | 166.1333 | 673.8667 | 673866.6667 | 7 | 42 | 42000 | 166133.3333 | 798 | 2.222% | 17.7333 | 691.6 | 148.4 |  | Changalane (Goba Border Post)
10141103 | Pole-Mounted Transformer | TRANSFORMADOR | PT 194 | TRANSFORMADOR MARCA:EO Transformatoren Breda PT 194 |  | 32,5405721 | -25,8836103 | Maputo | 250 | 33 | 0,4 | 3Φ | 1979 | 991 | 991000 | EO Transformatoren Breda | 378402 |  |  | 45 | 195.9978 | 795.0022 | 795002.2222 | 7 | 49.55 | 49550 | 195997.7778 | 941.45 | 2.222% | 20.9211 | 815.9233 | 175.0767 | Infulene
10141103 | Pole-Mounted Transformer | TRANSFORMADOR | PT 195 | TRANSFORMADOR MARCA:ABB PT 195 |  | 32,5367978 | -25,8817898 | Maputo | 250 | 33 | 0,4 | 3Φ | 1979 | 991 | 991000 | ABB |  |  |  | 45 | 195.9978 | 795.0022 | 795002.2222 | 7 | 49.55 | 49550 | 195997.7778 | 941.45 | 2.222% | 20.9211 | 815.9233 | 175.0767 | Infulene
10141103 | Pole-Mounted Transformer | TRANSFORMADOR |  | TRANSFORMADOR MARCA:EFACEC PTS CFM | PTS CFM | S17 36 44.92 | E036 49 30.76 | NICODALA | 315 | 11 | 0,4 | 3 | 1979 | 840 | 840000 | EFACEC |  |  |  | 45 | 166.1333 | 673.8667 | 673866.6667 | 7 | 42 | 42000 | 166133.3333 | 798 | 2.222% | 17.7333 | 691.6 | 148.4
10141103 | Pole-Mounted Transformer | TRANSFORMADOR | PT 174 | TRANSFORMADOR MARCA:IEO PT 174 PT 174 | PT 174 | 32.667784 | -25.856905 | Mahotas | 100 | 11 | 0.4 | 3Ø | 1979 | 445 | 445000 | IEO | 3789-2 |  |  | 45 | 88.0111 | 356.9889 | 356988.8889 | 7 | 22.25 | 22250 | 88011.1111 | 422.75 | 2.222% | 9.3944 | 366.3833 | 78.6167
10141103 | Pole-Mounted Transformer | TRANSFORMADOR | PTS - Riopel | TRANSFORMADOR MARCA:IEO PTS - Riopel PTS - Riopel | PTS - Riopel | 32.656594 | -25.747906 | Zintava | 100 | 33 | 0.4 | 3Ø | 1979 | 763 | 763000 | IEO | 378604 |  |  | 45 | 150.9044 | 612.0956 | 612095.5556 | 7 | 38.15 | 38150 | 150904.4444 | 724.85 | 2.222% | 16.1078 | 628.2033 | 134.7967
10141103 | Pole-Mounted Transformer | TRANSFORMADOR | AGXX/PTS0057 | TRANSFORMADOR MARCA:ASEA AGXX/PTS0057 AGXX/PTS0057 | AGXX/PTS0057 | 25º 03.990 | 033º 39.143 | Gaza | 315 | 11 | 0.4 | 3 | 1980 | 840 | 840000 | ASEA | 57530 |  |  | 45 | 183.8667 | 656.1333 | 656133.3333 | 8 | 42 | 42000 | 183866.6667 | 798 | 2.222% | 17.7333 | 673.8667 | 166.1333 | Estação de Bombagem | Gaza
10141103 | Pole-Mounted Transformer | TRANSFORMADOR | PTS 1090 | TRANSFORMADOR MARCA:Hawker PTS 1090 PTS 1090 | PTS 1090 | 32,39967 | -25,99002 | BOANE | 160 | 33 | 0.4 | 3Φ | 1980 | 991 | 991000 | Hawker | T9769/1 |  |  | 45 | 216.9189 | 774.0811 | 774081.1111 | 8 | 49.55 | 49550 | 216918.8889 | 941.45 | 2.222% | 20.9211 | 795.0022 | 195.9978
10141103 | Pole-Mounted Transformer | TRANSFORMADOR | AGCHI/PT56 | TRANSFORMADOR MARCA:DESTA AGCHI/PT56 AGCHI/PT56 | AGCHI/PT56 | S19 11 23,21 | E33 29 02,95 | CHIMOIO | 100 | 22 | 0.4 | 3 | 1981 | 445 | 445000 | DESTA | T-1195/66 |  |  | 45 | 106.8 | 338.2 | 338200 | 9 | 22.25 | 22250 | 106800 | 422.75 | 2.222% | 9.3944 | 347.5944 | 97.4056 | STANHA | MANICA | Stanha
10141103 | Pole-Mounted Transformer | TRANSFORMADOR | PT 38 RE | TRANSFORMADOR MARCA:MOTRA PT 38 RE |  | 35,3369273 | -23,8490562 | Inhambane | 250 | 33 | 0,4 | 3Φ | 1981 | 991 | 991000 | MOTRA | LEL 19286 |  |  | 45 | 237.84 | 753.16 | 753160 | 9 | 49.55 | 49550 | 237840 | 941.45 | 2.222% | 20.9211 | 774.0811 | 216.9189 | Maxixe
10141103 | Pole-Mounted Transformer | TRANSFORMADOR | PTS 561 | TRANSFORMADOR MARCA:TANELEC PTS 561 PTS 561 | PTS 561 | 32.392803 | -25.923164 | Belulane | 200 | 11 | 0.4 | 3Ø | 1982 | 572 | 572000 | TANELEC | T-0029 |  |  | 45 | 149.3556 | 422.6444 | 422644.4444 | 10 | 28.6 | 28600 | 149355.5556 | 543.4 | 2.222% | 12.0756 | 434.72 | 137.28 |  | Mozal
10141103 | Pole-Mounted Transformer | TRANSFORMADOR | PTS 543 | TRANSFORMADOR MARCA:" PTS 543 PTS 543 | PTS 543 | 32.383691 | -25.907095 | Boane | 200 | 11 | 0.4 | 3Ø | 1982 | 572 | 572000 | " | T-0032 |  |  | 45 | 149.3556 | 422.6444 | 422644.4444 | 10 | 28.6 | 28600 | 149355.5556 | 543.4 | 2.222% | 12.0756 | 434.72 | 137.28 |  | Belelane
10141103 | Pole-Mounted Transformer | TRANSFORMADOR | PT 32 RG | TRANSFORMADOR MARCA:Tanelec PT 32 RG |  | 35,2924238 | -22,0102934 | Inhambane | 200 | 11 | 0.4 | 3Φ | 1982 | 572 | 572000 | Tanelec | T-0466 |  |  | 45 | 149.3556 | 422.6444 | 422644.4444 | 10 | 28.6 | 28600 | 149355.5556 | 543.4 | 2.222% | 12.0756 | 434.72 | 137.28 | Vilankulo
10141103 | Pole-Mounted Transformer | TRANSFORMADOR | AGMNC/PT2 | TRANSFORMADOR MARCA:TANLEC AGMNC/PT2 AGMNC/PT2 | AGMNC/PT2 | S18 56 21,48 | E032 52 08,4 | MANICA | 315 | 33 | 0.4 | 3 | 1983 | 1039 | 1039000 | TANLEC | T-9106 |  |  | 45 | 293.2289 | 745.7711 | 745771.1111 | 11 | 51.95 | 51950 | 293228.8889 | 987.05 | 2.222% | 21.9344 | 767.7056 | 271.2944 | Bairro Josina Machel | MANICA | PROXIMO DA PISCINA DE MANICA
10141103 | Pole-Mounted Transformer | TRANSFORMADOR | PTS 77 | TRANSFORMADOR MARCA:ASEA PTS 77 PTS 77 | PTS 77 | 32.449330 | -25.909484 | Matola | 400 | 33 | 0.4 | 3Ø | 1983 | 1039 | 1039000 | ASEA | 6115632 |  |  | 45 | 293.2289 | 745.7711 | 745771.1111 | 11 | 51.95 | 51950 | 293228.8889 | 987.05 | 2.222% | 21.9344 | 767.7056 | 271.2944 |  | Liqueleva
10141103 | Pole-Mounted Transformer | TRANSFORMADOR | PTS 251 | TRANSFORMADOR MARCA:TANELEC PTS 251 PTS 251 | PTS 251 | 32.376727 | -25.919566 | Boane | 200 | 11 | 0.4 | 3Ø | 1983 | 572 | 572000 | TANELEC | T-0478 |  |  | 45 | 161.4311 | 410.5689 | 410568.8889 | 11 | 28.6 | 28600 | 161431.1111 | 543.4 | 2.222% | 12.0756 | 422.6444 | 149.3556 |  | Mozal
10141103 | Pole-Mounted Transformer | TRANSFORMADOR | PT 120R | TRANSFORMADOR MARCA:Tanelec PT 120R |  | 32,5956081 | -25,8777721 | Maputo | 500 | 33 | 0.4 | 3Φ | 1984 | 1200 | 1200000 | Tanelec | T-1424 |  |  | 45 | 364 | 836 | 836000 | 12 | 60 | 60000 | 364000 | 1140 | 2.222% | 25.3333 | 861.3333 | 338.6667 | Guava
10141103 | Pole-Mounted Transformer | TRANSFORMADOR | PT 728 | TRANSFORMADOR MARCA:Tanelec PT 728 |  | 32,2635908 | -25,3206115 | Maputo | 100 | 33 | 0,4 | 3Φ | 1985 | 763 | 763000 | Tanelec | T-2254 |  |  | 45 | 247.5511 | 515.4489 | 515448.8889 | 13 | 38.15 | 38150 | 247551.1111 | 724.85 | 2.222% | 16.1078 | 531.5567 | 231.4433 | Mashava
10141103 | Pole-Mounted Transformer | TRANSFORMADOR | PTS 729 | TRANSFORMADOR MARCA:Tanelec PTS 729 |  | 32,2528042 | -25,3225815 | Maputo | 100 | 33 | 0,4 | 3Φ | 1985 | 763 | 763000 | Tanelec | T-2253 |  |  | 45 | 247.5511 | 515.4489 | 515448.8889 | 13 | 38.15 | 38150 | 247551.1111 | 724.85 | 2.222% | 16.1078 | 531.5567 | 231.4433 | Mashava
10141103 | Pole-Mounted Transformer | TRANSFORMADOR | PT 12 RG | TRANSFORMADOR MARCA:Tanelec PT 12 RG |  | 35,3197848 | -21,9912111 | Inhambane | 315 | 11 | 0.4 | 3Φ | 1985 | 840 | 840000 | Tanelec | T-2184 |  |  | 45 | 272.5333 | 567.4667 | 567466.6667 | 13 | 42 | 42000 | 272533.3333 | 798 | 2.222% | 17.7333 | 585.2 | 254.8 | Vilankulo
10141103 | Pole-Mounted Transformer | TRANSFORMADOR | PT 44 RG | TRANSFORMADOR MARCA:Tanelec PT 44 RG |  | 35,3078836 | -22,0029908 | Inhambane | 315 | 11 | 0.4 | 3Φ | 1985 | 840 | 840000 | Tanelec | T-2197 |  |  | 45 | 272.5333 | 567.4667 | 567466.6667 | 13 | 42 | 42000 | 272533.3333 | 798 | 2.222% | 17.7333 | 585.2 | 254.8 | Vilankulo
10141103 | Pole-Mounted Transformer | TRANSFORMADOR | PTS 885 | TRANSFORMADOR MARCA:Tanelec Tanzania PTS 885 |  | 32,453253 | -25,970053 | MATOLA | 50 | 33 | 0.4 | 3Φ | 1985 | 643 | 643000 | Tanelec Tanzania | T-1814 |  |  | 45 | 208.6178 | 434.3822 | 434382.2222 | 13 | 32.15 | 32150 | 208617.7778 | 610.85 | 2.222% | 13.5744 | 447.9567 | 195.0433
10141103 | Pole-Mounted Transformer | TRANSFORMADOR | PTS 01 | TRANSFORMADOR MARCA:TANELEC TANZANIA PTS 01 |  | 35,02443 | -24,47677 | Inherrime | 315 | 33 | 0.4 | 3Φ | 1985 | 1039 | 1039000 | TANELEC TANZANIA | T-1412 |  |  | 45 | 337.0978 | 701.9022 | 701902.2222 | 13 | 51.95 | 51950 | 337097.7778 | 987.05 | 2.222% | 21.9344 | 723.8367 | 315.1633
10141103 | Pole-Mounted Transformer | TRANSFORMADOR | PT 315R | TRANSFORMADOR MARCA:Tanelec Tanzania PT 315R |  | 32,564786 | -25,770915 | Bukiso | 315 | 33 | 0.4 | 3Φ | 1985 | 1039 | 1039000 | Tanelec Tanzania | T-1416 |  |  | 45 | 337.0978 | 701.9022 | 701902.2222 | 13 | 51.95 | 51950 | 337097.7778 | 987.05 | 2.222% | 21.9344 | 723.8367 | 315.1633
10141103 | Pole-Mounted Transformer | TRANSFORMADOR | PT 184 | TRANSFORMADOR MARCA:Desta Power Matla PT 184 PT 184 | PT 184 | 32.547473 | -25.901981 | Vale de Infulene | 250 | 33 | 0.4 | 3Ø | 1985 | 991 | 991000 | Desta Power Matla | T-2922/37 |  |  | 45 | 321.5244 | 669.4756 | 669475.5556 | 13 | 49.55 | 49550 | 321524.4444 | 941.45 | 2.222% | 20.9211 | 690.3967 | 300.6033
10141103 | Pole-Mounted Transformer | TRANSFORMADOR | PTS 167 | TRANSFORMADOR MARCA:EFACEC PTS 167 PTS 167 | PTS 167 | 32.531237 | -25.900841 | T3 | 250 | 33 | 0.4 | 3Ø | 1985 | 991 | 991000 | EFACEC | 9053 |  |  | 45 | 321.5244 | 669.4756 | 669475.5556 | 13 | 49.55 | 49550 | 321524.4444 | 941.45 | 2.222% | 20.9211 | 690.3967 | 300.6033
10141103 | Pole-Mounted Transformer | TRANSFORMADOR | PTS 250 | TRANSFORMADOR MARCA: PTS 250 PTS 250 | PTS 250 | 32.391050 | -25.917286 | Belulane | 500 | 11 | 0.4 | 3Ø | 1985 | 1016 | 1016000 |  |  |  |  | 45 | 329.6356 | 686.3644 | 686364.4444 | 13 | 50.8 | 50800 | 329635.5556 | 965.2 | 2.222% | 21.4489 | 707.8133 | 308.1867 |  | Mozal
10141103 | Pole-Mounted Transformer | TRANSFORMADOR | AGCBT/PTS0220 | TRANSFORMADOR MARCA:Pauwrls Trafo AGCBT/PTS0220 AGCBT/PTS0220 | AGCBT/PTS0220 | 24° 40.587 | 033° 31.863 | GESTÃO ZSC DE CHIBUTO | 100 | 33 | 0.4 | 3 | 1986 | 763 | 763000 | Pauwrls Trafo | 86N2036 |  |  | 45 | 263.6589 | 499.3411 | 499341.1111 | 14 | 38.15 | 38150 | 263658.8889 | 724.85 | 2.222% | 16.1078 | 515.4489 | 247.5511 | Missavene | Gaza
10141103 | Pole-Mounted Transformer | TRANSFORMADOR |  | TRANSFORMADOR MARCA:EFACEC PEMBA | PEMBA | 665054 | 8555333 | PEMBA | 500 | 33 | 0.4 | 3 | 1986 | 1200 | 1200000 | EFACEC | ILEGIVEL |  |  | 45 | 414.6667 | 785.3333 | 785333.3333 | 14 | 60 | 60000 | 414666.6667 | 1140 | 2.222% | 25.3333 | 810.6667 | 389.3333 | AGPMB | Serração Miti
10141103 | Pole-Mounted Transformer | TRANSFORMADOR | PT 276R | TRANSFORMADOR MARCA:PAUWELS PT 276R PT 276R | PT 276R | 32.701759 | -25.701190 | Macaneta | 100 | 33 | 0.4 | 3Ø | 1986 | 763 | 763000 | PAUWELS | 86N2035 |  |  | 45 | 263.6589 | 499.3411 | 499341.1111 | 14 | 38.15 | 38150 | 263658.8889 | 724.85 | 2.222% | 16.1078 | 515.4489 | 247.5511
10141103 | Pole-Mounted Transformer | TRANSFORMADOR | AGCHI/PT124 | TRANSFORMADOR MARCA:HAWKER SIDDELEY AGCHI/PT124 AGCHI/PT124 | AGCHI/PT124 | S 19 06 48,77 | E 033 29 53,85 | CHIMOIO | 200 | 6.6 | 0.4 | 3 | 1987 | 572 | 572000 | HAWKER SIDDELEY | T6054/1 |  |  | 45 | 209.7333 | 362.2667 | 362266.6667 | 15 | 28.6 | 28600 | 209733.3333 | 543.4 | 2.222% | 12.0756 | 374.3422 | 197.6578 | MOAGEM SANTANA | MANICA | Bairro Nhamaonha
10141103 | Pole-Mounted Transformer | TRANSFORMADOR | AGVDZ/PT10 | TRANSFORMADOR MARCA:EFACEC AGVDZ/PT10 AGVDZ/PT10 | AGVDZ/PT10 | S19 05 34,6 | E033 13 18,4 | VANDUZI | 100 | 22 | 0.4 | 3 | 1987 | 445 | 445000 | EFACEC | 101843 |  |  | 45 | 163.1667 | 281.8333 | 281833.3333 | 15 | 22.25 | 22250 | 163166.6667 | 422.75 | 2.222% | 9.3944 | 291.2278 | 153.7722 | Bairro Chigodole | MANICA | CHIGODORE
10141103 | Pole-Mounted Transformer | TRANSFORMADOR | PT118 | TRANSFORMADOR MARCA:Efacec PT118 PT118 | PT118 | 695709.9 | 7810335 | BEIRA | 315 | 22 | 0.4 | 3 | 1988 | 953 | 953000 | Efacec | 702215 |  |  | 45 | 369.5522 | 583.4478 | 583447.7778 | 16 | 47.65 | 47650 | 369552.2222 | 905.35 | 2.222% | 20.1189 | 603.5667 | 349.4333 | Bairro do Vaz(Escola Primária) | SOFALA
10141103 | Pole-Mounted Transformer | TRANSFORMADOR | PT 200 | TRANSFORMADOR MARCA:Efacec PT 200 |  | 32,5429094 | -25,8779139 | Maputo | 315 | 33 | 0,4 | 3Φ | 1988 | 1039 | 1039000 | Efacec | 10193.1 |  |  | 45 | 402.9011 | 636.0989 | 636098.8889 | 16 | 51.95 | 51950 | 402901.1111 | 987.05 | 2.222% | 21.9344 | 658.0333 | 380.9667 | Infulene
10141103 | Pole-Mounted Transformer | TRANSFORMADOR | AGXX/PTS0061 | TRANSFORMADOR MARCA:TANELEC AGXX/PTS0061 AGXX/PTS0061 | AGXX/PTS0061 | 25º 04.529 | 033º 40.223 | Gaza | 315 | 11 | 0.4 | 3 | 1989 | 840 | 840000 | TANELEC | T-6190 |  |  | 45 | 343.4667 | 496.5333 | 496533.3333 | 17 | 42 | 42000 | 343466.6667 | 798 | 2.222% | 17.7333 | 514.2667 | 325.7333 | Patrice Lumumba B.3 | Gaza
10141103 | Pole-Mounted Transformer | TRANSFORMADOR | AGXX/PTS0072 | TRANSFORMADOR MARCA:TANELEC AGXX/PTS0072 AGXX/PTS0072 | AGXX/PTS0072 | 25º 04.188 | 033º 41.280 | Gaza | 100 | 11 | 0.4 | 3 | 1989 | 445 | 445000 | TANELEC | T - 0412 |  |  | 45 | 181.9556 | 263.0444 | 263044.4444 | 17 | 22.25 | 22250 | 181955.5556 | 422.75 | 2.222% | 9.3944 | 272.4389 | 172.5611 | Tembene Silvano | Gaza
10141103 | Pole-Mounted Transformer | TRANSFORMADOR | AGXX/PTS0089 | TRANSFORMADOR MARCA:DESTA AGXX/PTS0089 AGXX/PTS0089 | AGXX/PTS0089 | 25º 05.751 | 033º 43.485 | Gaza | 100 | 11 | 0.4 | 3 | 1989 | 445 | 445000 | DESTA | DT0021/332 |  |  | 45 | 181.9556 | 263.0444 | 263044.4444 | 17 | 22.25 | 22250 | 181955.5556 | 422.75 | 2.222% | 9.3944 | 272.4389 | 172.5611 | Macamwine Mabolhelene | Gaza
10141103 | Pole-Mounted Transformer | TRANSFORMADOR | AGXX/PTS0090 | TRANSFORMADOR MARCA:TANELEC AGXX/PTS0090 AGXX/PTS0090 | AGXX/PTS0090 | 25º 06.549 | 033º 43.582 | Gaza | 100 | 11 | 0.4 | 3 | 1989 | 445 | 445000 | TANELEC | 6181 |  |  | 45 | 181.9556 | 263.0444 | 263044.4444 | 17 | 22.25 | 22250 | 181955.5556 | 422.75 | 2.222% | 9.3944 | 272.4389 | 172.5611 | Praia de Xai-Xai antes da Rotunda | Gaza
10141103 | Pole-Mounted Transformer | TRANSFORMADOR | PTS 166 | TRANSFORMADOR MARCA:SIEMENS PTS 166 PTS 166 | PTS 166 | 32.531192 | -25.898322 | Infulene D | 160 | 33 | 0.4 | 3Ø | 1989 | 991 | 991000 | SIEMENS | LEL34390 |  |  | 45 | 405.2089 | 585.7911 | 585791.1111 | 17 | 49.55 | 49550 | 405208.8889 | 941.45 | 2.222% | 20.9211 | 606.7122 | 384.2878
10141103 | Pole-Mounted Transformer | TRANSFORMADOR | AGCHI/PT41 | TRANSFORMADOR MARCA:TANELEC AGCHI/PT41 AGCHI/PT41 | AGCHI/PT41 | S19 07 12,73 | E033 29 39,91 | CHIMOIO | 315 | 6.6 | 0.4 | 3 | 1990 | 840 | 840000 | TANELEC | TC6155 |  |  | 45 | 361.2 | 478.8 | 478800 | 18 | 42 | 42000 | 361200 | 798 | 2.222% | 17.7333 | 496.5333 | 343.4667 | EPC NHAMAONHA | MANICA
10141103 | Pole-Mounted Transformer | TRANSFORMADOR | PT 238 | TRANSFORMADOR MARCA:Tanelec PT 238 |  | 32,6076808 | -25,9184905 | Maputo | 800 | 11 | 0,4 | 3Φ | 1990 | 1525 | 1525000 | Tanelec | T-6865 |  |  | 45 | 655.75 | 869.25 | 869250 | 18 | 76.25 | 76250 | 655750 | 1448.75 | 2.222% | 32.1944 | 901.4444 | 623.5556 | Mahotas
10141103 | Pole-Mounted Transformer | TRANSFORMADOR | PT 569R | TRANSFORMADOR MARCA:Tanelec Tanzania PT 569R |  | 32,516389 | -25,81979 | Muhlaze | 200 | 33 | 0.4 | 3Φ | 1990 | 991 | 991000 | Tanelec Tanzania | T-6882 |  |  | 45 | 426.13 | 564.87 | 564870 | 18 | 49.55 | 49550 | 426130 | 941.45 | 2.222% | 20.9211 | 585.7911 | 405.2089
10141103 | Pole-Mounted Transformer | TRANSFORMADOR | PT 262R | TRANSFORMADOR MARCA:Tanelec Tanzania PT 262R |  | 32,530593 | -25,845765 | Muhlaze | 630 | 33 | 0.4 | 3Φ | 1990 | 1200 | 1200000 | Tanelec Tanzania | F6905 |  |  | 45 | 516 | 684 | 684000 | 18 | 60 | 60000 | 516000 | 1140 | 2.222% | 25.3333 | 709.3333 | 490.6667
10141103 | Pole-Mounted Transformer | TRANSFORMADOR | PTS 6 | TRANSFORMADOR MARCA:Tanelec Tanzania PTS 6 |  | 32,460404 | -25,976402 | CIDADE DA MATOLA | 315 | 33 | 0.4 | 3Φ | 1990 | 1039 | 1039000 | Tanelec Tanzania | T-6892 |  |  | 45 | 446.77 | 592.23 | 592230 | 18 | 51.95 | 51950 | 446770 | 987.05 | 2.222% | 21.9344 | 614.1644 | 424.8356
10141103 | Pole-Mounted Transformer | TRANSFORMADOR | PT 70 | TRANSFORMADOR MARCA:ASEA PT 70 PT 70 | PT 70 |  |  | Maputo City | 300 | 11 | 0.4 | 3Ø | 1971 | 991 | 991000 | ASEA |  |  |  | 45 | 154.1556 | 836.8444 | 836844.4444 | 5 | 49.55 | 49550 | 154155.5556 | 941.45 | 2.222% | 20.9211 | 857.7656 | 133.2344 |  |  | Samora Machael
10141103 | SpareTransformer | TRANSFORMADOR |  | TRANSFORMADOR MARCA: ANGOCHE | ANGOCHE | 16°12'42.00" | 39°55'3.654 | ANGOCHE | 3500 | 33KV | 6.6 | 3 | 1985 | 16420 | 16420000 |  |  |  |  | 45 | 5327.3778 | 11092.6222 | 11092622.2222 | 13 | 821 | 821000 | 5327377.7778 | 15599 | 2.222% | 346.6444 | 11439.2667 | 4980.7333
10141103 | SpareTransformer | TRANSFORMADOR |  | TRANSFORMADOR MARCA: ANGOCHE | ANGOCHE | 16°12'42.00" | 39°55'3.654 | ANGOCHE | 160 | 33KV | 400 | 3 | 1987 | 991 | 991000 |  |  |  |  | 45 | 363.3667 | 627.6333 | 627633.3333 | 15 | 49.55 | 49550 | 363366.6667 | 941.45 | 2.222% | 20.9211 | 648.5544 | 342.4456

## HV Trfrs (hidden)
Asset No | Asset Type Transformer (TRFR), Series Reactor (SReact), Shunt Reactor (ShReact), Capacitor Bank (Cap) |  |  | Location North (N) or South (S) | Substation | Substation Co-ordinates X | Substation Co-ordinates Y | Unit | Capacity MVA, MVAR | HV (kV) | LV Secondary (kV) | LV Tertiary (kV) | Year of Manufacture (eg 2002) | Unit Replacement Cost (MZ000's) |  | Make | Serial No. | Vector group | Neutral Earthing Arrangement, Solid (S), NEC, NER | Comments | Aset Life | Depreciated Value 2017 in MZM000's |  | Remaining Life | Residual ValueMZN000's |  |  | Base de incidencia | Taxa de Amortização | Amortização do Período | Amortizações Acumuladas | Valor contabilistico 2018
HV Tfrfs | CAP | Banco de Capacitores | Banco de Capacitores HVT SN: Nampula 220Kv | N | Nampula 220Kv | S15°7'28.20" | E039°13'6.147" |  | 10 | 110 |  |  | 2012 | 800 | 800000 | HVT |  |  |  |  | 50 | 724 | 724000 | 45 | 40 | 40000 | 76000 | 760 | 2% | 15.2 | 91.2 | 708.8
HV Tfrfs | CAP | Banco de Capacitores | Banco de Capacitores HVT SN: ALTO MOLOCUE | C | ALTO MOLOCUE | 15°39'10.268" | 37°40'14.559" | CAP 1 | 55 | 220 |  |  | 1983 | 1891 | 1891000 | HVT |  |  |  |  | 50 | 669.414 | 669414 | 16 | 94.55 | 94550 | 1221586 | 1796.45 | 2% | 35.929 | 1257.515 | 633.485
HV Tfrfs | CAP | Banco de Capacitores | Banco de Capacitores ABB SN: MUNHAVA | C | MUNHAVA | S 19°48'26,02" | E 034°51'09,28" | 1.2 | 2.5 | 6.6 |  |  | 1994 | 591 | 591000 | ABB |  |  |  |  | 50 | 332.733 | 332733 | 27 | 29.55 | 29550 | 258267 | 561.45 | 2% | 11.229 | 269.496 | 321.504
HV Tfrfs | CAP | Banco de Capacitores | Banco de Capacitores ABB SN: MUNHAVA | C | MUNHAVA | S 19°48'26,02" | E 034°51'09,28" | 3,4,5 | 5 | 22 |  |  | 1994 | 591 | 591000 | ABB |  |  |  |  | 50 | 332.733 | 332733 | 27 | 29.55 | 29550 | 258267 | 561.45 | 2% | 11.229 | 269.496 | 321.504
HV Tfrfs | CAP | Banco de Capacitores | Banco de Capacitores HVT SN: N/A Nampula 220Kv | N | Nampula 220Kv | S15°7'28.20" | E039°13'6.147" |  | 10 | 110 |  |  | 2012 | 800 | 800000 | HVT | N/A |  |  |  | 50 | 724 | 724000 | 45 | 40 | 40000 | 76000 | 760 | 2% | 15.2 | 91.2 | 708.8
HV Tfrfs | CAP | Banco de Capacitores | Banco de Capacitores HVT SN: ALTO MOLOCUE | C | ALTO MOLOCUE | 15°39'10.268" | 37°40'14.559" | CAP 1 | 55 | 220 |  |  | 1983 | 1891 | 1891000 | HVT |  |  |  |  | 50 | 669.414 | 669414 | 16 | 94.55 | 94550 | 1221586 | 1796.45 | 2% | 35.929 | 1257.515 | 633.485
HV Tfrfs | NER | Resistencia de Aterramento Neutro | Resistencia de Aterramento Neutro 4150200 SN: CHICAMBA HYDRO | C | CHICAMBA HYDRO | S19ᵒ09'20,82" | E033ᵒ081'43,07" | NER |  | 11 |  |  | 2015 | 20419 | 20419000 | 4150200 |  |  | S |  | 50 | 19643.078 | 19643078 | 48 | 1020.95 | 1020950 | 775922 | 19398.05 | 2% | 387.961 | 1163.883 | 19255.117
HV Tfrfs | NER | Resistencia de Aterramento Neutro | Resistencia de Aterramento Neutro SIEYUANELECTRICCOMPANY SN: ENGR123917000101A LIONDE | S | LIONDE | S 24°34'33.85" | E 033°02'01.68" | NER 2 |  | 33 |  |  | 2016 | 20419 | 20419000 | SIEYUANELECTRICCOMPANY | ENGR123917000101A |  |  |  | 50 | 20031.039 | 20031039 | 49 | 1020.95 | 1020950 | 387961 | 19398.05 | 2% | 387.961 | 775.922 | 19643.078
HV Tfrfs | NER | Resistencia de Aterramento Neutro | Resistencia de Aterramento Neutro NO INFO SN: LIONDE | S | LIONDE | S 24°34'33.85" | E 033°02'01.68" | NER 1 |  | 33 |  |  | 2001 | 20419 | 20419000 | NO INFO |  |  |  |  | 50 | 14211.624 | 14211624 | 34 | 1020.95 | 1020950 | 6207376 | 19398.05 | 2% | 387.961 | 6595.337 | 13823.663
HV Tfrfs | NER | Resistencia de Aterramento Neutro | Resistencia de Aterramento Neutro JOHNSON & PHILLIPS TRANSFORMERS SN: 5830 BELENE | S | BELENE | S25ᵒ16'34,18" | E33ᵒ15'04,33" | TRFR1 | 10 | 33 | 11 |  | 1968 | 20419 | 20419000 | JOHNSON & PHILLIPS TRANSFORMERS | 5830 | Dy11 | NER |  | 50 | 1408.911 | 1408911 | 1 | 1020.95 | 1020950 | 19010089 | 19398.05 | 2% | 387.961 | 19398.05 | 1020.95
HV Tfrfs | ShREACT | Condensador | Condensador ALSTHOM SN: 224564-01 MATAMBO | C | MATAMBO | S16°17'44.07” | E33°30'13.27” |  | 50 | 220 | 36 |  | 1982 | 55100 | 55100000 | ALSTHOM | 224564-01 | DYN1 | S |  | 50 | 18458.5 | 18458500 | 15 | 2755 | 2755000 | 36641500 | 52345 | 2% | 1046.9 | 37688.4 | 17411.6
HV Tfrfs | ShREACT | Condensador | Condensador PAUWELS TRAFO SN: 03P0072 PEMBA | N | PEMBA | S 13˚02'59,0'' | E040˚31'36,2'' | METORO LINE | 5 | 110 | 33 |  | 2004 | 30828 | 30828000 | PAUWELS TRAFO | 03P0072 | YN | S |  | 50 | 23213.484 | 23213484 | 37 | 1541.4 | 1541400 | 7614516 | 29286.6 | 2% | 585.732 | 8200.248 | 22627.752
HV Tfrfs | ShREACT | Condensador | Condensador ABB SN: 1LF1423627 MACOMIA | N | MACOMIA | S 12˚14'24,4'' | E040˚09'48,0'' | METORO | 3 | 110 | 33 |  | 2010 | 30828 | 30828000 | ABB | 1LF1423627 |  | S |  | 50 | 26727.876 | 26727876 | 43 | 1541.4 | 1541400 | 4100124 | 29286.6 | 2% | 585.732 | 4685.856 | 26142.144
HV Tfrfs | ShREACT | Condensador | Condensador ABB SN: KKRU 123 NC 3000 AUASSE | N | AUASSE | S 11˚31'07,4'' | E040˚01'22,0'' | FEEDER | 3 | 110 | 33 |  | 2012 | 30828 | 30828000 | ABB | KKRU 123 NC 3000 |  | S |  | 50 | 27899.34 | 27899340 | 45 | 1541.4 | 1541400 | 2928660 | 29286.6 | 2% | 585.732 | 3514.392 | 27313.608
HV Tfrfs | ShREACT | Condensador | Condensador TRANSFORMERS & RECTIFIERS (INDIA) Ltd SN: PMO800001 DONDO | C | DONDO | S 19°36'56,57" | E 034°43'29,06" | 1 | 15 | 220 | 33KV | 22KV | 2013 | 40828 | 40828000 | TRANSFORMERS & RECTIFIERS (INDIA) Ltd | PMO800001 | STAR | S |  | 50 | 37725.072 | 37725072 | 46 | 2041.4 | 2041400 | 3102928 | 38786.6 | 2% | 775.732 | 3878.66 | 36949.34
HV Tfrfs | ShREACT | Condensador | Condensador ABB SN: 8329800 LICHINGA | N | LICHINGA | 13° 20' 2.400" | 35° 13' 59.114" | 1 | 5 | 110 |  |  | 2004 | 30828 | 30828000 | ABB | 8329800 |  | S |  | 50 | 23213.484 | 23213484 | 37 | 1541.4 | 1541400 | 7614516 | 29286.6 | 2% | 585.732 | 8200.248 | 22627.752
HV Tfrfs | ShREACT | Condensador | Condensador 224395 01 SN: CHIBATA | C | CHIBATA | S19ᵒ04'14,02" | E033ᵒ19'31,12" | MATAMBO INCOMER | 15 | 220 |  |  | 1975 | 40828 | 40828000 | 224395 01 |  |  | S |  | 50 | 8247.256 | 8247256 | 8 | 2041.4 | 2041400 | 32580744 | 38786.6 | 2% | 775.732 | 33356.476 | 7471.524
HV Tfrfs | ShREACT | Condensador | Condensador QUALITY POWER SN: CHICUMBANE | S | CHICUMBANE | S 25°58.9365' | E 033°33.0191' | CHICUMBANE | 4 | 110 |  |  | 2012 | 30828 | 30828000 | QUALITY POWER |  |  |  |  | 50 | 27899.34 | 27899340 | 45 | 1541.4 | 1541400 | 2928660 | 29286.6 | 2% | 585.732 | 3514.392 | 27313.608
HV Tfrfs | ShREACT | Condensador | Condensador QUALITY POWER SN: 12UTK19620 CHICUMBANE | S | CHICUMBANE | S 25°58.9365' | E 033°33.0191' | CHICUMBANE | 4 | 33 |  |  | 2012 | 15000 | 15000000 | QUALITY POWER | 12UTK19620 |  |  |  | 50 | 13575 | 13575000 | 45 | 750 | 750000 | 1425000 | 14250 | 2% | 285 | 1710 | 13290
HV Tfrfs | ShREACT | Condensador | Condensador PAUWELS TRAFO SN: 03P0072 PEMBA | N | PEMBA | S 13˚02'59,0'' | E040˚31'36,2'' | METORO LINE | 5 | 110 |  |  | 2004 | 30828 | 30828000 | PAUWELS TRAFO | 03P0072 | YN | S |  | 50 | 23213.484 | 23213484 | 37 | 1541.4 | 1541400 | 7614516 | 29286.6 | 2% | 585.732 | 8200.248 | 22627.752
HV Tfrfs | ShREACT | Condensador | Condensador ABB SN: 1LF1423627 MACOMIA | N | MACOMIA | S 12˚14'24,4'' | E040˚09'48,0'' | METORO | 3 | 110 |  |  | 2010 | 30828 | 30828000 | ABB | 1LF1423627 |  | S |  | 50 | 26727.876 | 26727876 | 43 | 1541.4 | 1541400 | 4100124 | 29286.6 | 2% | 585.732 | 4685.856 | 26142.144
HV Tfrfs | ShREACT | Condensador | Condensador ABB SN: KKRU 123 NC 3000 AUASSE | N | AUASSE | S 11˚31'07,4'' | E040˚01'22,0'' | FEEDER | 3 | 110 |  |  | 2012 | 30828 | 30828000 | ABB | KKRU 123 NC 3000 |  | S |  | 50 | 27899.34 | 27899340 | 45 | 1541.4 | 1541400 | 2928660 | 29286.6 | 2% | 585.732 | 3514.392 | 27313.608
HV Tfrfs | ShREACT | Condensador | Condensador ABB SN: 8329800 LICHINGA | N | LICHINGA | 13° 20' 2.400" | 35° 13' 59.114" | 1 | 5 | 110 |  |  | 2004 | 30828 | 30828000 | ABB | 8329800 |  | S |  | 50 | 23213.484 | 23213484 | 37 | 1541.4 | 1541400 | 7614516 | 29286.6 | 2% | 585.732 | 8200.248 | 22627.752
HV Tfrfs | ShREACT | Condensador | Condensador ALSTHOM SN: 224565-03 CERAMCA | C | CERAMCA | S17 43 18.30 | E036 53 41.38 | REACTOR 1 | 20 | 6.6 |  |  | 1982 | 20000 | 20000000 | ALSTHOM | 224565-03 |  |  |  | 50 | 6700 | 6700000 | 15 | 1000 | 1000000 | 13300000 | 19000 | 2% | 380 | 13680 | 6320
HV Tfrfs | ShREACT | Condensador | Condensador PAUWELS SN: 01.4.0050 CHIMUARA | C | CHIMUARA | S17 46 53.12 | E036 24 23.12 | REACTOR 1 | 20 | 33 |  |  | 2002 | 20000 | 20000000 | PAUWELS | 01.4.0050 |  |  |  | 50 | 14300 | 14300000 | 35 | 1000 | 1000000 | 5700000 | 19000 | 2% | 380 | 6080 | 13920
HV Tfrfs | ShREACT | Condensador | Condensador ALSTHOM SN: 224396.01 CHIMUARA | C | CHIMUARA | S17 46 53.12 | E036 24 23.12 | REACTOR 2 | 15 | 33 |  |  | 1976 | 20000 | 20000000 | ALSTHOM | 224396.01 |  |  |  | 50 | 4420 | 4420000 | 9 | 1000 | 1000000 | 15580000 | 19000 | 2% | 380 | 15960 | 4040
HV Tfrfs | ShREACT | Condensador | Condensador ALSTHOM SN: 224565-02 MOCUBA | C | MOCUBA | S16 49 25.00 | E037 01 35.26 | REACTOR 1 | 20 | 33 |  |  | 1982 | 20000 | 20000000 | ALSTHOM | 224565-02 |  |  |  | 50 | 6700 | 6700000 | 15 | 1000 | 1000000 | 13300000 | 19000 | 2% | 380 | 13680 | 6320
HV Tfrfs | ShREACT | Condensador | Condensador HYOSUNG SN: 10006560-0003 MAPAI | S | MAPAI |  |  | 1 | 5 | 110 |  |  | 2016 | 30828 | 30828000 | HYOSUNG | 10006560-0003 |  |  |  | 50 | 30242.268 | 30242268 | 49 | 1541.4 | 1541400 | 585732 | 29286.6 | 2% | 585.732 | 1171.464 | 29656.536
HV Tfrfs | TRFR | Transformador | Transformador AREVA SN: P01FC460-01 TETE | C | TETE | S16°9'19.48” | E33°35'0.58” |  | 10 | 33 | 11 |  | 2007 | 20419 | 20419000 | AREVA | P01FC460-01 | DYN 1 | S |  | 50 | 16539.39 | 16539390 | 40 | 1020.95 | 1020950 | 3879610 | 19398.05 | 2% | 387.961 | 4267.571 | 16151.429
HV Tfrfs | TRFR | Transformador | Transformador AREVA SN: P01FC460-02 TETE | C | TETE | S16°9'19.48” | E33°35'0.58” |  | 10 | 33 | 11 |  | 2007 | 20419 | 20419000 | AREVA | P01FC460-02 | DYN 1 | S |  | 50 | 16539.39 | 16539390 | 40 | 1020.95 | 1020950 | 3879610 | 19398.05 | 2% | 387.961 | 4267.571 | 16151.429
HV Tfrfs | TRFR | Transformador | Transformador AREVA SN: P022HFD459 TETE | C | TETE | S16°9'19.48” | E33°35'0.58” |  | 20 | 66 | 33 | 15 | 2007 | 34031 | 34031000 | AREVA | P022HFD459 | YNyn0 | S |  | 50 | 27565.11 | 27565110 | 40 | 1701.55 | 1701550 | 6465890 | 32329.45 | 2% | 646.589 | 7112.479 | 26918.521
HV Tfrfs | TRFR | Transformador | Transformador SCHNEIDER SN: 1094718 MOBILE | C | MOBILE | S16°8'38.5” | E33°35'35.13” |  | 20 | 66 | 33 |  | 2013 | 34031 | 34031000 | SCHNEIDER | 1094718 | YNyn0 | S |  | 50 | 31444.644 | 31444644 | 46 | 1701.55 | 1701550 | 2586356 | 32329.45 | 2% | 646.589 | 3232.945 | 30798.055
HV Tfrfs | TRFR | Transformador | Transformador G&C SN: 2035133 MATUNDO | C | MATUNDO | S16°8'21.93” | E33°36'52.92” |  | 20 | 66 | 33 |  | 1978 | 34031 | 34031000 | G&C | 2035133 | YNd11 | S |  | 50 | 8814.029 | 8814029 | 11 | 1701.55 | 1701550 | 25216971 | 32329.45 | 2% | 646.589 | 25863.56 | 8167.44
HV Tfrfs | TRFR | Transformador | Transformador TSCA SN: 9411066 MOATIZE | C | MOATIZE | S16°6'56.04” | E33°45'7.68” |  | 20 | 66 | 33 |  | 1994 | 34031 | 34031000 | TSCA | 9411066 | DYN 11 | S |  | 50 | 19159.453 | 19159453 | 27 | 1701.55 | 1701550 | 14871547 | 32329.45 | 2% | 646.589 | 15518.136 | 18512.864
HV Tfrfs | TRFR | Transformador | Transformador V.T.D SN: 21793 MANJE | C | MANJE | S15°22'19.68” | E33°12'10.80” |  | 10 | 66 | 33 |  | 2008 | 27225 | 27225000 | V.T.D | 21793 | YNyn0(d) | S |  | 50 | 22569.525 | 22569525 | 41 | 1361.25 | 1361250 | 4655475 | 25863.75 | 2% | 517.275 | 5172.75 | 22052.25
HV Tfrfs | TRFR | Transformador | Transformador EMCO SN: HT2023/13602 MATAMBO | C | MATAMBO | S16°17'44.07” | E33°30'13.27” |  | 30 | 66 | 33 |  | 2014 | 40838 | 40838000 | EMCO | HT2023/13602 | YNyn0d11 | S |  | 50 | 38510.234 | 38510234 | 47 | 2041.9 | 2041900 | 2327766 | 38796.1 | 2% | 775.922 | 3103.688 | 37734.312
HV Tfrfs | TRFR | Transformador | Transformador PAUWELS TRAFO SN: 03P0071 (S0625) PEMBA | N | PEMBA | S 13˚02'59,0'' | E040˚31'36,2'' | TRFR 1 | 20 | 110 | 33 | N/A | 2004 | 34032 | 34032000 | PAUWELS TRAFO | 03P0071 (S0625) | YNyn0 | NER |  | 50 | 25626.096 | 25626096 | 37 | 1701.6 | 1701600 | 8405904 | 32330.4 | 2% | 646.608 | 9052.512 | 24979.488
HV Tfrfs | TRFR | Transformador | Transformador SHANDONG DACHI SN: 1DB.710.7523 PEMBA | N | PEMBA | S 13˚02'59,0'' | E040˚31'36,2'' | TRFR 2 | 40 | 110 | 33 | 10.5 | 2017 | 47644 | 47644000 | SHANDONG DACHI | 1DB.710.7523 | YNyn0+d11 | NER |  | 50 | 47644 | 47644000 | 50 | 2382.2 | 2382200 | 0 | 45261.8 | 2% | 905.236 | 905.236 | 46738.764
HV Tfrfs | TRFR | Transformador | Transformador ABB SN: VN00498 MACOMIA | N | MACOMIA | S 12˚14'24,4'' | E040˚09'48,0'' | TRFR 1 | 16 | 110 | 33 | 6.3 | 2010 | 27225 | 27225000 | ABB | VN00498 | YN/yn/(d)-0-(11) | S |  | 50 | 23604.075 | 23604075 | 43 | 1361.25 | 1361250 | 3620925 | 25863.75 | 2% | 517.275 | 4138.2 | 23086.8
HV Tfrfs | TRFR | Transformador | Transformador ABB SN: VN00659 AUASSE | N | AUASSE | S 11˚31'07,4'' | E040˚01'22,0'' | TRFR 1 | 16 | 110 | 33 | 6.3 | 2011 | 27225 | 27225000 | ABB | VN00659 | YN/yn/(d)-0-(11) | NER |  | 50 | 24121.35 | 24121350 | 44 | 1361.25 | 1361250 | 3103650 | 25863.75 | 2% | 517.275 | 3620.925 | 23604.075
HV Tfrfs | TRFR | Transformador | Transformador HYOSUNG SN: 10069014-0001 MAFAMBISSE | C | MAFAMBISSE | S 19°33'40,05" | E 034°40'07,76" | TR1 | 25 | 110 | 22 |  | 2016 | 34032 | 34032000 | HYOSUNG | 10069014-0001 | YNynd11 | S |  | 50 | 33385.392 | 33385392 | 49 | 1701.6 | 1701600 | 646608 | 32330.4 | 2% | 646.608 | 1293.216 | 32738.784
HV Tfrfs | TRFR | Transformador | Transformador HYOSUNG CORPORATION SN: TP80357804 DONDO | C | DONDO | S 19°36'56,57" | E 034°43'29,06" | TR1 | 100 | 220 | 110V | 22KV | 2013 | 102094 | 102094000 | HYOSUNG CORPORATION | TP80357804 | YNynOd1 | S |  | 50 | 94334.856 | 94334856 | 46 | 5104.7 | 5104700 | 7759144 | 96989.3 | 2% | 1939.786 | 9698.93 | 92395.07
HV Tfrfs | TRFR | Transformador | Transformador HYOSUNG CORPORATION SN: TP80335702 DONDO | C | DONDO | S 19°36'56,57" | E 034°43'29,06" | TR2 | 30 | 110 | 33KV | 22KV | 2013 | 47644 | 47644000 | HYOSUNG CORPORATION | TP80335702 | YNynynO | S |  | 50 | 44023.056 | 44023056 | 46 | 2382.2 | 2382200 | 3620944 | 45261.8 | 2% | 905.236 | 4526.18 | 43117.82
HV Tfrfs | TRFR | Transformador | Transformador TRAFO-UNION SN: 81/26810 DONDO | C | DONDO | S 19°36'56,57" | E 034°43'29,06" | TR3 | 20 | 110 | 33KV | 22KV | 1971 | 34032 | 34032000 | TRAFO-UNION | 81/26810 | YyO | S |  | 50 | 4288.032 | 4288032 | 4 | 1701.6 | 1701600 | 29743968 | 32330.4 | 2% | 646.608 | 30390.576 | 3641.424
HV Tfrfs | TRFR | Transformador | Transformador SGB SN: 101988 Nampula 220Kv | N | Nampula 220Kv | S15°7'28.20" | E039°13'6.147" | T1 | 100 | 220 | 110Kv | 33Kv | 2005 | 102094 | 102094000 | SGB | 101988 |  | S |  | 50 | 78816.568 | 78816568 | 38 | 5104.7 | 5104700 | 23277432 | 96989.3 | 2% | 1939.786 | 25217.218 | 76876.782
HV Tfrfs | TRFR | Transformador | Transformador ALSTHOM SN: 224588-01 Nampula 220Kv | N | Nampula 220Kv | S15°7'28.20" | E039°13'6.147" | T2 | 100 | 220 | 110Kv | 33Kv | 1983 | 102094 | 102094000 | ALSTHOM | 224588-01 |  | S |  | 50 | 36141.276 | 36141276 | 16 | 5104.7 | 5104700 | 65952724 | 96989.3 | 2% | 1939.786 | 67892.51 | 34201.49
HV Tfrfs | TRFR | Transformador | Transformador ABB SN: Z1938 Nampula 220Kv | N | Nampula 220Kv | S15°7'28.20" | E039°13'6.147" | T4 | 75 | 220 | 22Kv |  | 2014 | 102094 | 102094000 | ABB | Z1938 |  | NER |  | 50 | 96274.642 | 96274642 | 47 | 5104.7 | 5104700 | 5819358 | 96989.3 | 2% | 1939.786 | 7759.144 | 94334.856
HV Tfrfs | TRFR | Transformador | Transformador ALSTHOM SN: H67590-01 Nampula 220KV | N | Nampula 220KV | S15°7'28.20" | E039°13'6.147" | T5 | 40 | 110 | 33Kv |  | 1982 | 47644 | 47644000 | ALSTHOM | H67590-01 |  | S |  | 50 | 15960.74 | 15960740 | 15 | 2382.2 | 2382200 | 31683260 | 45261.8 | 2% | 905.236 | 32588.496 | 15055.504
HV Tfrfs | TRFR | Transformador | Transformador VEB SN: 713241 NAMPULA CENTRAL | N | NAMPULA CENTRAL | S15°6'51.028" | E039°15'10.387" | T101 | 35 | 110 | 33KV |  | 1980 | 47644 | 47644000 | VEB | 713241 |  | S |  | 50 | 14150.268 | 14150268 | 13 | 2382.2 | 2382200 | 33493732 | 45261.8 | 2% | 905.236 | 34398.968 | 13245.032
HV Tfrfs | TRFR | Transformador | Transformador DACHI SN: 1DB.710.7253 NAMPULA CENTRAL | N | NAMPULA CENTRAL | S15°6'51.028" | E039°15'10.387" | T102 | 40 | 110 | 33KV |  | 2006 | 47644 | 47644000 | DACHI | 1DB.710.7253 |  | S |  | 50 | 37686.404 | 37686404 | 39 | 2382.2 | 2382200 | 9957596 | 45261.8 | 2% | 905.236 | 10862.832 | 36781.168
HV Tfrfs | TRFR | Transformador | Transformador HYOSUNG SN: H1457932 NAMPULA CENTRAL | N | NAMPULA CENTRAL | S15°6'51.028" | E039°15'10.387" | T103 | 50 | 110 | 33KV |  | 2016 | 54450 | 54450000 | HYOSUNG | H1457932 |  | S |  | 50 | 53415.45 | 53415450 | 49 | 2722.5 | 2722500 | 1034550 | 51727.5 | 2% | 1034.55 | 2069.1 | 52380.9
HV Tfrfs | TRFR | Transformador | Transformador VEB SN: 713240 NACALA | N | NACALA | 14°33'24.851" | 40°40'21.418" | T101 | 35 | 110 | 33KV |  | 1980 | 47644 | 47644000 | VEB | 713240 |  | S |  | 50 | 14150.268 | 14150268 | 13 | 2382.2 | 2382200 | 33493732 | 45261.8 | 2% | 905.236 | 34398.968 | 13245.032
HV Tfrfs | TRFR | Transformador | Transformador VEB SN: 713261 NACALA | N | NACALA | 14°33'24.851" | 40°40'21.418" | T102 | 35 | 110 | 33KV |  | 1980 | 47644 | 47644000 | VEB | 713261 |  | S |  | 50 | 14150.268 | 14150268 | 13 | 2382.2 | 2382200 | 33493732 | 45261.8 | 2% | 905.236 | 34398.968 | 13245.032
HV Tfrfs | TRFR | Transformador | Transformador VEB SN: 713285 MONAPO | N | MONAPO | 14°54'11.55" | 40°19'35.358" | T101 | 10 | 110 | 33KV |  | 1980 | 27225 | 27225000 | VEB | 713285 |  | S |  | 50 | 8085.825 | 8085825 | 13 | 1361.25 | 1361250 | 19139175 | 25863.75 | 2% | 517.275 | 19656.45 | 7568.55
HV Tfrfs | TRFR | Transformador | Transformador CG POWER SYSTEMS SN: 10221000222 MONAPO | N | MONAPO | 14°54'11.55" | 40°19'35.358" | TEMP | 10 | 110 | 33KV |  | 2011 | 27225 | 27225000 | CG POWER SYSTEMS | 10221000222 |  | S |  | 50 | 24121.35 | 24121350 | 44 | 1361.25 | 1361250 | 3103650 | 25863.75 | 2% | 517.275 | 3620.925 | 23604.075
HV Tfrfs | TRFR | Transformador | Transformador DESTA POWER SN: T-2682 METORO | N | METORO | 13°7'39.980" | 39°52'34.00" | T1 | 10 | 110 | 33KV |  | 2000 | 27225 | 27225000 | DESTA POWER | T-2682 |  | NER |  | 50 | 18431.325 | 18431325 | 33 | 1361.25 | 1361250 | 8793675 | 25863.75 | 2% | 517.275 | 9310.95 | 17914.05
HV Tfrfs | TRFR | Transformador | Transformador PAUWELS SN: 04.2.0420 METORO | N | METORO | 13°7'39.980" | 39°52'34.00" | TEMP | 10 | 110 | 33KV |  | 2004 | 27225 | 27225000 | PAUWELS | 04.2.0420 |  | S |  | 50 | 20500.425 | 20500425 | 37 | 1361.25 | 1361250 | 6724575 | 25863.75 | 2% | 517.275 | 7241.85 | 19983.15
HV Tfrfs | TRFR | Transformador | Transformador ABB POWERTECH SN: 1133391 CUAMBA | N | CUAMBA | 14°47'48.477" | 36°30'34.800" | T1 | 16 | 110 | 33KV | 6.3KV | 2003 | 27225 | 27225000 | ABB POWERTECH | 1133391 |  | NER |  | 50 | 19983.15 | 19983150 | 36 | 1361.25 | 1361250 | 7241850 | 25863.75 | 2% | 517.275 | 7759.125 | 19465.875
HV Tfrfs | TRFR | Transformador | Transformador HYOSUNG SN: N/A ALTO MOLOCUE | C | ALTO MOLOCUE | 15°39'10.268" | 37°40'14.559" | T1 | 100 | 220 | 110KV | 33KV | 2010 | 102094 | 102094000 | HYOSUNG | N/A |  | S |  | 50 | 88515.498 | 88515498 | 43 | 5104.7 | 5104700 | 13578502 | 96989.3 | 2% | 1939.786 | 15518.288 | 86575.712
HV Tfrfs | TRFR | Transformador | Transformador ALSTOM SN: 224588-02 ALTO MOLOCUE | C | ALTO MOLOCUE | 15°39'10.268" | 37°40'14.559" | T2 | 100 | 220 | 110KV | 33KV | 1983 | 102094 | 102094000 | ALSTOM | 224588-02 |  | S |  | 50 | 36141.276 | 36141276 | 16 | 5104.7 | 5104700 | 65952724 | 96989.3 | 2% | 1939.786 | 67892.51 | 34201.49
HV Tfrfs | TRFR | Transformador | Transformador ALSTOM SN: H68050-02 ALTO MOLOCUE | C | ALTO MOLOCUE | 15°39'10.268" | 37°40'14.559" | T4 | 16 | 110 | 33KV |  | 1982 | 27225 | 27225000 | ALSTOM | H68050-02 |  | NER |  | 50 | 9120.375 | 9120375 | 15 | 1361.25 | 1361250 | 18104625 | 25863.75 | 2% | 517.275 | 18621.9 | 8603.1
HV Tfrfs | TRFR | Transformador | Transformador ALSTOM SN: 224589-01 ALTO MOLOCUE | C | ALTO MOLOCUE | 15°39'10.268" | 37°40'14.559" | T5 | 35 | 220 | 7.5KV |  | 1983 | 108991 | 108991000 | ALSTOM | 224589-01 |  | S |  | 50 | 38582.814 | 38582814 | 16 | 5449.55 | 5449550 | 70408186 | 103541.45 | 2% | 2070.829 | 72479.015 | 36511.985
HV Tfrfs | TRFR | Transformador | Transformador TAMINI SN: 135219 GURUE | C | GURUE | 15°29'29.051" | 36°59'39.600" | T1 | 16 | 110 | 33KV |  | 1987 | 27225 | 27225000 | TAMINI | 135219 |  | NER |  | 50 | 11706.75 | 11706750 | 20 | 1361.25 | 1361250 | 15518250 | 25863.75 | 2% | 517.275 | 16035.525 | 11189.475
HV Tfrfs | TRFR | Transformador | Transformador ABB SN: 1133401 LICHINGA | N | LICHINGA | 13° 20' 2.400" | 35° 13' 59.114" | T1 | 16 | 110 | 33KV | 6.6KV | 2003 | 27225 | 27225000 | ABB | 1133401 |  | NER |  | 50 | 19983.15 | 19983150 | 36 | 1361.25 | 1361250 | 7241850 | 25863.75 | 2% | 517.275 | 7759.125 | 19465.875
HV Tfrfs | TRFR | Transformador | Transformador ABB SN: 103949 LICHINGA | N | LICHINGA | 13° 20' 2.400" | 35° 13' 59.114" | TEMP | 10 | 110 | 33KV |  | 1997 | 27225 | 27225000 | ABB | 103949 |  | S |  | 50 | 16879.5 | 16879500 | 30 | 1361.25 | 1361250 | 10345500 | 25863.75 | 2% | 517.275 | 10862.775 | 16362.225
HV Tfrfs | TRFR | Transformador | Transformador EFACEC SN: 19117 S MUNHAVA | C | MUNHAVA | S 19°48'26,02" | E 034°51'09,28" | CT1 | 22.5 | 110 | 22KV | 6,6KV | 1983 | 34032 | 34032000 | EFACEC | 19117 S | YNyno | S |  | 50 | 12047.328 | 12047328 | 16 | 1701.6 | 1701600 | 21984672 | 32330.4 | 2% | 646.608 | 22631.28 | 11400.72
HV Tfrfs | TRFR | Transformador | Transformador ABB SN: 30246 MUNHAVA | C | MUNHAVA | S 19°48'26,02" | E 034°51'09,28" | CT2 | 22.5 | 110 | 22KV | 6,6KV | 2002 | 34032 | 34032000 | ABB | 30246 | YNyno | S |  | 50 | 24332.88 | 24332880 | 35 | 1701.6 | 1701600 | 9699120 | 32330.4 | 2% | 646.608 | 10345.728 | 23686.272
HV Tfrfs | TRFR | Transformador | Transformador SIEMENS SN: LEL10846 MUNHAVA | C | MUNHAVA | S 19°48'26,02" | E 034°51'09,28" | CT3 | 30 | 110 | 22KV | 6,6KV | 2009 | 47644 | 47644000 | SIEMENS | LEL10846 | YNyno | S |  | 50 | 40402.112 | 40402112 | 42 | 2382.2 | 2382200 | 7241888 | 45261.8 | 2% | 905.236 | 8147.124 | 39496.876
HV Tfrfs | TRFR | Transformador | Transformador 1500E117v46v6 SN: CHICAMBA | C | CHICAMBA | S19ᵒ09'20,82" | E033ᵒ081'43,07" | POWER TRFR | 45 | 110 | 22,4+- 5% | 6.6 | 2015 | 54450 | 54450000 | 1500E117v46v6 |  | YNynOd11 | NEC |  | 50 | 52380.9 | 52380900 | 48 | 2722.5 | 2722500 | 2069100 | 51727.5 | 2% | 1034.55 | 3103.65 | 51346.35
HV Tfrfs | TRFR | Transformador | Transformador SN: CHICAMBA | C | CHICAMBA | S19ᵒ09'20,82" | E033ᵒ081'43,07" | POWER TRFR | 24 | 110 | 22.4 | 6.6 | 1967 | 34032 | 34032000 |  |  | Yd11 | S |  | 50 | 4934.64 | 4934640 | 5 | 1701.6 | 1701600 | 29097360 | 32330.4 | 2% | 646.608 | 29743.968 | 4288.032
HV Tfrfs | TRFR | Transformador | Transformador SN: MANICA OLD SUB | C | MANICA OLD SUB | S18ᵒ56'44,67" | E032ᵒ52'07,58" | POWER TRFR | 10 | 110 | 33 |  | 1959 | 27225 | 27225000 |  |  |  | S |  | 50 | 3947.625 | 3947625 | 5 | 1361.25 | 1361250 | 23277375 | 25863.75 | 2% | 517.275 | 23794.65 | 3430.35
HV Tfrfs | TRFR | Transformador | Transformador 54658 SN: MANICA OLD SUB | C | MANICA OLD SUB | S18ᵒ56'44,67" | E032ᵒ52'07,58" | AUX TRFR | 60 | 33 | 400V |  | 1997 | 40838 | 40838000 | 54658 |  | Y2n11 | S |  | 50 | 25319.56 | 25319560 | 30 | 2041.9 | 2041900 | 15518440 | 38796.1 | 2% | 775.922 | 16294.362 | 24543.638
HV Tfrfs | TRFR | Transformador | Transformador C1636 SN: MESSICA | C | MESSICA | S 18ᵒ59'49,97" | E 033ᵒ02'02,73" | POWER TRFR | 10 | 110 | 22 | 6.6 | 1965 | 27225 | 27225000 | C1636 |  | Yy0-Yd11 | S |  | 50 | 3947.625 | 3947625 | 5 | 1361.25 | 1361250 | 23277375 | 25863.75 | 2% | 517.275 | 23794.65 | 3430.35
HV Tfrfs | TRFR | Transformador | Transformador 103940 SN: GONDOLA | C | GONDOLA | S19ᵒ06'14,48" | E033ᵒ39'35,05" | POWER TRFR | 10 | 110 | 23 |  | 1997 | 27225 | 27225000 | 103940 |  | YNyn0 | S |  | 50 | 16879.5 | 16879500 | 30 | 1361.25 | 1361250 | 10345500 | 25863.75 | 2% | 517.275 | 10862.775 | 16362.225
HV Tfrfs | TRFR | Transformador | Transformador 120171 SN: INCHHOPE | C | INCHHOPE | S19ᵒ20'92" | E033ᵒ56'16,63" | POWER TRFR | 10 | 110 | 33 |  | 2002 | 27225 | 27225000 | 120171 |  | YNyn0d5 | S |  | 50 | 19465.875 | 19465875 | 35 | 1361.25 | 1361250 | 7759125 | 25863.75 | 2% | 517.275 | 8276.4 | 18948.6
HV Tfrfs | TRFR | Transformador | Transformador ET09404-1 SN: CATANDICA | C | CATANDICA | S18ᵒ00'36,88" | E033ᵒ12'53,08" | POWER TRFR | 10 | 220 | 33 |  | 2007 | 27225 | 27225000 | ET09404-1 |  | YNynOd11 | S |  | 50 | 22052.25 | 22052250 | 40 | 1361.25 | 1361250 | 5172750 | 25863.75 | 2% | 517.275 | 5690.025 | 21534.975
HV Tfrfs | TRFR | Transformador | Transformador 217258.02 SN: CHIBATA | C | CHIBATA | S19ᵒ04'14,02" | E033ᵒ19'31,12" | 220/110 KV TRFR 1 | 30 | 220 | 113 | 18.6 | 1975 | 108991 | 108991000 | 217258.02 |  |  | S |  | 50 | 22016.182 | 22016182 | 8 | 5449.55 | 5449550 | 86974818 | 103541.45 | 2% | 2070.829 | 89045.647 | 19945.353
HV Tfrfs | TRFR | Transformador | Transformador 217258.01 SN: CHIBATA | C | CHIBATA | S19ᵒ04'14,02" | E033ᵒ19'31,12" | 220/110 KV TRFR 1 | 30 | 220 | 113 | 18.6 | 1975 | 108991 | 108991000 | 217258.01 |  |  | S |  | 50 | 22016.182 | 22016182 | 8 | 5449.55 | 5449550 | 86974818 | 103541.45 | 2% | 2070.829 | 89045.647 | 19945.353
HV Tfrfs | TRFR | Transformador | Transformador 217258.03 SN: CHIBATA | C | CHIBATA | S19ᵒ04'14,02" | E033ᵒ19'31,12" | 220/110 KV TRFR 1 | 30 | 220 | 113 | 18.6 | 1975 | 108991 | 108991000 | 217258.03 |  |  | S |  | 50 | 22016.182 | 22016182 | 8 | 5449.55 | 5449550 | 86974818 | 103541.45 | 2% | 2070.829 | 89045.647 | 19945.353
HV Tfrfs | TRFR | Transformador | Transformador 217258.02 SN: CHIBATA | C | CHIBATA | S19ᵒ04'14,02" | E033ᵒ19'31,12" | 220/110 KV TRFR 2 | 30 | 220 | 113 | 18.6 | 1975 | 108991 | 108991000 | 217258.02 |  |  | S |  | 50 | 22016.182 | 22016182 | 8 | 5449.55 | 5449550 | 86974818 | 103541.45 | 2% | 2070.829 | 89045.647 | 19945.353
HV Tfrfs | TRFR | Transformador | Transformador 217258.01 SN: CHIBATA | C | CHIBATA | S19ᵒ04'14,02" | E033ᵒ19'31,12" | 220/110 KV TRFR 2 | 30 | 220 | 113 | 18.6 | 1975 | 108991 | 108991000 | 217258.01 |  |  | S |  | 50 | 22016.182 | 22016182 | 8 | 5449.55 | 5449550 | 86974818 | 103541.45 | 2% | 2070.829 | 89045.647 | 19945.353
HV Tfrfs | TRFR | Transformador | Transformador 217259.02 SN: CHIBATA | C | CHIBATA | S19ᵒ04'14,02" | E033ᵒ19'31,12" | 220/110 KV TRFR 2 | 30 | 220 | 113 | 18.6 | 1976 | 108991 | 108991000 | 217259.02 |  |  | S |  | 50 | 24087.011 | 24087011 | 9 | 5449.55 | 5449550 | 84903989 | 103541.45 | 2% | 2070.829 | 86974.818 | 22016.182
HV Tfrfs | TRFR | Transformador | Transformador 18118 SN: CHIMOIO 1 | C | CHIMOIO 1 | S19ᵒ07'46,12" | E033ᵒ29'15,71" | POWER TRFR | 6 | 66 | 6.6 |  | 1948 | 20419 | 20419000 | 18118 |  |  | S |  | 50 | 2960.755 | 2960755 | 5 | 1020.95 | 1020950 | 17458245 | 19398.05 | 2% | 387.961 | 17846.206 | 2572.794
HV Tfrfs | TRFR | Transformador | Transformador TF/G64-310 SN: CHIMOIO 1 | C | CHIMOIO 1 | S19ᵒ07'46,12" | E033ᵒ29'15,71" | POWER TRFR | 6 | 66 | 24.6 |  | 1964 | 20419 | 20419000 | TF/G64-310 |  | Yy0 | S |  | 50 | 2960.755 | 2960755 | 5 | 1020.95 | 1020950 | 17458245 | 19398.05 | 2% | 387.961 | 17846.206 | 2572.794
HV Tfrfs | TRFR | Transformador | Transformador LEL9957 SN: CHIMOIO 1 | C | CHIMOIO 1 | S19ᵒ07'46,12" | E033ᵒ29'15,71" | POWER TRFR | 6 | 66 | 6.6 |  | 1975 | 20419 | 20419000 | LEL9957 |  | Yd11 | S |  | 50 | 4124.638 | 4124638 | 8 | 1020.95 | 1020950 | 16294362 | 19398.05 | 2% | 387.961 | 16682.323 | 3736.677
HV Tfrfs | TRFR | Transformador | Transformador 4489 SN: MAVITA | C | MAVITA | S19ᵒ07'46,12" | E033ᵒ29'15,71" | POWER TRFR 1 | 0.75 | 22 | 6.6 |  | 1964 | 1525 | 1525000 | 4489 |  | Dy11 | S |  | 50 | 221.125 | 221125 | 5 | 76.25 | 76250 | 1303875 | 1448.75 | 2% | 28.975 | 1332.85 | 192.15
HV Tfrfs | TRFR | Transformador | Transformador ? SN: MAVITA | C | MAVITA | S19ᵒ07'46,12" | E033ᵒ29'15,71" | POWER TRFR 2 | 10 | 110 | 22 | 6.6 | 1964 | 27225 | 27225000 | ? |  | YNyn11 | S |  | 50 | 3947.625 | 3947625 | 5 | 1361.25 | 1361250 | 23277375 | 25863.75 | 2% | 517.275 | 23794.65 | 3430.35
HV Tfrfs | TRFR | Transformador | Transformador C-0527A SN: CHIMOIO 2 | C | CHIMOIO 2 | S19ᵒ08'21,08" | E033ᵒ29'20,55" | POWER TRFR | 20 | 110 | 22 |  | 2011 | 34032 | 34032000 | C-0527A |  | YNyn0 | S |  | 50 | 30152.352 | 30152352 | 44 | 1701.6 | 1701600 | 3879648 | 32330.4 | 2% | 646.608 | 4526.256 | 29505.744
HV Tfrfs | TRFR | Transformador | Transformador 67780-01 SN: CHIMOIO 2 | C | CHIMOIO 2 | S19ᵒ08'21,08" | E033ᵒ29'20,55" | POWER TRFR | 25 | 110 | 66 | 22 | 1982 | 34032 | 34032000 | 67780-01 |  | YNyn0(D11) | S |  | 50 | 11400.72 | 11400720 | 15 | 1701.6 | 1701600 | 22631280 | 32330.4 | 2% | 646.608 | 23277.888 | 10754.112
HV Tfrfs | TRFR | Transformador | Transformador Pauwels SN: 01.2.4014 Matola | S | Matola |  |  |  | 10 | 66 | 33 | 11 | 2001 | 27225 | 27225000 | Pauwels | 01.2.4014 | YNyn0+d | S |  | 50 | 18948.6 | 18948600 | 34 | 1361.25 | 1361250 | 8276400 | 25863.75 | 2% | 517.275 | 8793.675 | 18431.325
HV Tfrfs | TRFR | Transformador | Transformador ABB Powertech SN: 30436 Machava | S | Machava |  |  |  | 30 | 66 | 33 |  | 2004 | 40838 | 40838000 | ABB Powertech | 30436 | Dyn11 | NER |  | 50 | 30751.014 | 30751014 | 37 | 2041.9 | 2041900 | 10086986 | 38796.1 | 2% | 775.922 | 10862.908 | 29975.092
HV Tfrfs | TRFR | Transformador | Transformador EFACEC SN: C-11907 Machava | S | Machava |  |  |  | 30 | 66 | 33 |  | 1988 | 40838 | 40838000 | EFACEC | C-11907 | YNyn0 | 66kV S; 33kV NER |  | 50 | 18336.262 | 18336262 | 21 | 2041.9 | 2041900 | 22501738 | 38796.1 | 2% | 775.922 | 23277.66 | 17560.34
HV Tfrfs | TRFR | Transformador | Transformador EFACEC SN: C-0510A Chicumbane | S | Chicumbane |  |  |  | 40 | 110 | 33 | 10 | 2010 | 47644 | 47644000 | EFACEC | C-0510A | YNyn0+d1 | S |  | 50 | 41307.348 | 41307348 | 43 | 2382.2 | 2382200 | 6336652 | 45261.8 | 2% | 905.236 | 7241.888 | 40402.112
HV Tfrfs | TRFR | Transformador | Transformador Siemens SN: V100577 Chicumbane | S | Chicumbane |  |  |  | 25 | 110 | 33 |  | 2015 | 34032 | 34032000 | Siemens | V100577 | YNd11 | new (not connected) |  | 50 | 32738.784 | 32738784 | 48 | 1701.6 | 1701600 | 1293216 | 32330.4 | 2% | 646.608 | 1939.824 | 32092.176
HV Tfrfs | TRFR | Transformador | Transformador Pauwels SN: 05P0087 Macia | S | Macia |  |  |  | 16 | 110 | 33 |  | 2006 | 27225 | 27225000 | Pauwels | 05P0087 | YNyn0 | S |  | 50 | 21534.975 | 21534975 | 39 | 1361.25 | 1361250 | 5690025 | 25863.75 | 2% | 517.275 | 6207.3 | 21017.7
HV Tfrfs | TRFR | Transformador | Transformador Hyosung SN: 10035811-1 Dzimbene | S | Dzimbene |  |  |  | 150 | 275 | 110 | 33 | 2015 | 108900 | 108900000 | Hyosung | 10035811-1 | YNa0d11 | S |  | 50 | 104761.8 | 104761800 | 48 | 5445 | 5445000 | 4138200 | 103455 | 2% | 2069.1 | 6207.3 | 102692.7
HV Tfrfs | TRFR | Transformador | Transformador Hyosung SN: 10065430-3 Dzimbene | S | Dzimbene |  |  |  | 150 | 275 | 110 | 33 | 2016 | 108900 | 108900000 | Hyosung | 10065430-3 | YNa0d11 | new (not connected) |  | 50 | 106830.9 | 106830900 | 49 | 5445 | 5445000 | 2069100 | 103455 | 2% | 2069.1 | 4138.2 | 104761.8
HV Tfrfs | TRFR | Transformador | Transformador ABB Powertech SN: 30046 Motraco | S | Motraco |  |  |  | 240 | 400 | 275 | 11 | 1999 | 272250 | 272250000 | ABB Powertech | 30046 | YNa0d1 | S |  | 50 | 179140.5 | 179140500 | 32 | 13612.5 | 13612500 | 93109500 | 258637.5 | 2% | 5172.75 | 98282.25 | 173967.75
HV Tfrfs | TRFR | Transformador | Transformador EFACEC SN: S-0100A Motraco | S | Motraco |  |  |  | 240 | 400 | 275 | 11 | 2011 | 272250 | 272250000 | EFACEC | S-0100A | YNa0d1 | S |  | 50 | 241213.5 | 241213500 | 44 | 13612.5 | 13612500 | 31036500 | 258637.5 | 2% | 5172.75 | 36209.25 | 236040.75
HV Tfrfs | TRFR | Transformador | Transformador Crompton Greaves SN: ET10663/1 Khongolote | S | Khongolote |  |  |  | 40 | 66 | 33 | 11 | 2016 | 40838 | 40838000 | Crompton Greaves | ET10663/1 | YNyn0 (d11) | S |  | 50 | 40062.078 | 40062078 | 49 | 2041.9 | 2041900 | 775922 | 38796.1 | 2% | 775.922 | 1551.844 | 39286.156
HV Tfrfs | TRFR | Transformador | Transformador ASEA SN: 27002 MATOLA 275 | S | MATOLA 275 | 25.56.09.7 | 032.29.03.9 | TRFR A | 125 | 275 | 132 | 22 | 1977 | 102994 | 102994000 | ASEA | 27002 | YyNo YNd1 | S | ONAN/ONAF/TERTIARY | 50 | 24718.56 | 24718560 | 10 | 5149.7 | 5149700 | 78275440 | 97844.3 | 2% | 1956.886 | 80232.326 | 22761.674
HV Tfrfs | TRFR | Transformador | Transformador POWERTECH SN: 20990 MATOLA 275 | S | MATOLA 275 | 25.56.09.7 | 032.29.03.9 | TRFR B | 80 | 66 | 22 | 11 | 2010 | 81675 | 81675000 | POWERTECH | 20990 | YNa0d1 | S | ONAN/ONAF/TERTIARY | 50 | 70812.225 | 70812225 | 43 | 4083.75 | 4083750 | 10862775 | 77591.25 | 2% | 1551.825 | 12414.6 | 69260.4
HV Tfrfs | TRFR | Transformador | Transformador SIEMENS SN: 811890 MATOLA 275 | S | MATOLA 275 | 25.56.09.7 | 032.29.03.9 | TRFR 1 | 160 | 275 | 66 | 33 | 2016 | 108900 | 108900000 | SIEMENS | 811890 | Ynyn0d11 | S | ONAF/TERTIARY | 50 | 106830.9 | 106830900 | 49 | 5445 | 5445000 | 2069100 | 103455 | 2% | 2069.1 | 4138.2 | 104761.8
HV Tfrfs | TRFR | Transformador | Transformador EFACEC SN: C-0125A MATOLA 275 | S | MATOLA 275 | 25.56.09.7 | 032.29.03.9 | TRFR 2 | 160 | 275 | 66 | 33 | 2005 | 108900 | 108900000 | EFACEC | C-0125A | Ynyn0d11 | S | ONAN/ONAF/TERTIARY | 50 | 84070.8 | 84070800 | 38 | 5445 | 5445000 | 24829200 | 103455 | 2% | 2069.1 | 26898.3 | 82001.7
HV Tfrfs | TRFR | Transformador | Transformador EB NATIONAL TRANSFORMER SN: 110-73659 CTM 66kV | S | CTM 66kV | 25.56.25.8 | 032.31.56.0 | TRFR 13 | 30 | 66 | 33 |  | 1991 | 40838 | 40838000 | EB NATIONAL TRANSFORMER | 110-73659 | YNyn0 | S | ONAN/ONAF | 50 | 20664.028 | 20664028 | 24 | 2041.9 | 2041900 | 20173972 | 38796.1 | 2% | 775.922 | 20949.894 | 19888.106
HV Tfrfs | TRFR | Transformador | Transformador NATIONAL INDUSTRI SN: 110-73241 MANHIÇA 66kV | S | MANHIÇA 66kV | 25.25.57.7 | 032.46.25.2 | TRFR1 | 30 | 66 | 33 |  | 1985 | 40838 | 40838000 | NATIONAL INDUSTRI | 110-73241 | YNyn0 | NER | ONAN/ONAF | 50 | 16008.496 | 16008496 | 18 | 2041.9 | 2041900 | 24829504 | 38796.1 | 2% | 775.922 | 25605.426 | 15232.574
HV Tfrfs | TRFR | Transformador | Transformador ABB POWERTECH SN: 30434 MATOLA GARE | S | MATOLA GARE | 25.49.434 | 032.26.807 | INFULENE TRFR1 | 30 | 66 | 33 |  | 2004 | 40838 | 40838000 | ABB POWERTECH | 30434 | DYn11 | NER | ONAN | 50 | 30751.014 | 30751014 | 37 | 2041.9 | 2041900 | 10086986 | 38796.1 | 2% | 775.922 | 10862.908 | 29975.092
HV Tfrfs | TRFR | Transformador | Transformador EFACEC SN: 19401C MATOLA GARE | S | MATOLA GARE | 25.49.434 | 032.26.807 | INFULENE TRFR2 | 10 | 66 | 33 |  | 1982 | 27225 | 27225000 | EFACEC | 19401C | Yy0 | S | ONAF | 50 | 9120.375 | 9120375 | 15 | 1361.25 | 1361250 | 18104625 | 25863.75 | 2% | 517.275 | 18621.9 | 8603.1
HV Tfrfs | TRFR | Transformador | Transformador ASEA SN: 7288057 LINDELA | S | LINDELA | -24.06.220 | 035.15.484 | TRFR 1 | 16 | 110 | 33 |  | 1983 | 27225 | 27225000 | ASEA | 7288057 | YNyn0 | S | ONAN | 50 | 9637.65 | 9637650 | 16 | 1361.25 | 1361250 | 17587350 | 25863.75 | 2% | 517.275 | 18104.625 | 9120.375
HV Tfrfs | TRFR | Transformador | Transformador ASEA SN: 7288058 LINDELA | S | LINDELA | -24.06.220 | 035.15.484 | TRFR 2 | 16 | 110 | 33 |  | 1983 | 27225 | 27225000 | ASEA | 7288058 | YNyn0 | S | ONAN | 50 | 9637.65 | 9637650 | 16 | 1361.25 | 1361250 | 17587350 | 25863.75 | 2% | 517.275 | 18104.625 | 9120.375
HV Tfrfs | TRFR | Transformador | Transformador STROMBERG SN: 5800553 CORUMANA | S | CORUMANA | -25.13.058 | 032.08.035 | TR1 | 10 | 110 | 11 |  | 1989 | 27225 | 27225000 | STROMBERG | 5800553 | YNd5 | S | ONAN/ONAF | 50 | 12741.3 | 12741300 | 22 | 1361.25 | 1361250 | 14483700 | 25863.75 | 2% | 517.275 | 15000.975 | 12224.025
HV Tfrfs | TRFR | Transformador | Transformador STROMBERG SN: 5800554 CORUMANA | S | CORUMANA | -25.13.058 | 032.08.035 | TR2 | 10 | 110 | 33 | 11 | 1989 | 27225 | 27225000 | STROMBERG | 5800554 | YNyn0d5 | S | ONAN/ONAF | 50 | 12741.3 | 12741300 | 22 | 1361.25 | 1361250 | 14483700 | 25863.75 | 2% | 517.275 | 15000.975 | 12224.025
HV Tfrfs | TRFR | Transformador | Transformador HYOSUNG SN: 10035811-2 MASSINGA | S | MASSINGA | -23.16.812 | 035.16.405 | TR1 | 30 | 110 | 33 | 6.6 | 2015 | 47644 | 47644000 | HYOSUNG | 10035811-2 | YNyn0d11 | S | ONAN | 50 | 45833.528 | 45833528 | 48 | 2382.2 | 2382200 | 1810472 | 45261.8 | 2% | 905.236 | 2715.708 | 44928.292
HV Tfrfs | TRFR | Transformador | Transformador Pauwels Transformers SN: 01,2,4011 LIONDE | S | LIONDE | S 24°34'33.85" | E 033°02'01.68" | TRFR 1 | 10 | 110 | 33 |  | 2001 | 27225 | 27225000 | Pauwels Transformers | 01,2,4011 | YNyn0+d | NER |  | 50 | 18948.6 | 18948600 | 34 | 1361.25 | 1361250 | 8276400 | 25863.75 | 2% | 517.275 | 8793.675 | 18431.325
HV Tfrfs | TRFR | Transformador | Transformador Daci SN: 1622026 LIONDE | S | LIONDE | S 24°34'33.85" | E 033°02'01.68" | TRFR 2 | 40 | 110 | 33 |  | 2016 | 47644 | 47644000 | Daci | 1622026 | YNyn0+d11 | NER |  | 50 | 46738.764 | 46738764 | 49 | 2382.2 | 2382200 | 905236 | 45261.8 | 2% | 905.236 | 1810.472 | 45833.528
HV Tfrfs | TRFR | Transformador | Transformador TUSCO TRFAO SN: 551338 BELENE | S | BELENE | S25ᵒ16'34,18" | E33ᵒ15'04,33" | TRFR 2 | 8 | 33 | 11 |  | 2013 | 20419 | 20419000 | TUSCO TRFAO | 551338 | YNd5 | NER |  | 50 | 18867.156 | 18867156 | 46 | 1020.95 | 1020950 | 1551844 | 19398.05 | 2% | 387.961 | 1939.805 | 18479.195
HV Tfrfs | TRFR | Transformador | Transformador PAUWELS SN: CP50087 MACIA | S | MACIA | S 25ᵒ01'21,31" | E 33ᵒ06'02,03" | TRFR1 | 16 | 110 | 33 |  | 2006 | 27225 | 27225000 | PAUWELS | CP50087 | YNyn0 | NER |  | 50 | 21534.975 | 21534975 | 39 | 1361.25 | 1361250 | 5690025 | 25863.75 | 2% | 517.275 | 6207.3 | 21017.7
HV Tfrfs | TRFR | Transformador | Transformador PAUWELS SN: 03,2,4338 MACIA Mobile | S | MACIA Mobile | S 25ᵒ01'21,31" | E 33ᵒ06'02,03" | TRFR 1 | 10 | 110 | 33 |  | 2003 | 27225 | 27225000 | PAUWELS | 03,2,4338 | YNyn0YN0+d | S |  | 50 | 19983.15 | 19983150 | 36 | 1361.25 | 1361250 | 7241850 | 25863.75 | 2% | 517.275 | 7759.125 | 19465.875
HV Tfrfs | TRFR | Transformador | Transformador PAUWELS TRAFO SN: 03P0071 (S0625) PEMBA | N | PEMBA | S 13˚02'59,0'' | E040˚31'36,2'' | TRFR 1 | 20 | 110 | 33 |  | 2004 | 34032 | 34032000 | PAUWELS TRAFO | 03P0071 (S0625) | YNyn0 | NER |  | 50 | 25626.096 | 25626096 | 37 | 1701.6 | 1701600 | 8405904 | 32330.4 | 2% | 646.608 | 9052.512 | 24979.488
HV Tfrfs | TRFR | Transformador | Transformador SHANDONG DACHI SN: 1DB.710.7523 PEMBA | N | PEMBA | S 13˚02'59,0'' | E040˚31'36,2'' | TRFR 2 | 40 | 110 | 33 | 10.5 | 2017 | 47644 | 47644000 | SHANDONG DACHI | 1DB.710.7523 | YNyn0+d11 | NER |  | 50 | 47644 | 47644000 | 50 | 2382.2 | 2382200 | 0 | 45261.8 | 2% | 905.236 | 905.236 | 46738.764
HV Tfrfs | TRFR | Transformador | Transformador ABB SN: VN00498 MACOMIA | N | MACOMIA | S 12˚14'24,4'' | E040˚09'48,0'' | TRFR 1 | 16 | 110 | 33 | 6.3 | 2010 | 27225 | 27225000 | ABB | VN00498 | YN/yn/(d)-0-(11) | S |  | 50 | 23604.075 | 23604075 | 43 | 1361.25 | 1361250 | 3620925 | 25863.75 | 2% | 517.275 | 4138.2 | 23086.8
HV Tfrfs | TRFR | Transformador | Transformador ABB SN: VN00659 AUASSE | N | AUASSE | S 11˚31'07,4'' | E040˚01'22,0'' | TRFR 1 | 16 | 110 | 33 | 6.3 | 2011 | 27225 | 27225000 | ABB | VN00659 | YN/yn/(d)-0-(11) | NER |  | 50 | 24121.35 | 24121350 | 44 | 1361.25 | 1361250 | 3103650 | 25863.75 | 2% | 517.275 | 3620.925 | 23604.075
HV Tfrfs | TRFR | Transformador | Transformador TUSCO TRAFO SN: 496286 MONTEPUEZ | N | MONTEPUEZ | S 13˚07'25,2'' | E039˚31'36,2'' | TRFR 1 | 2.5 | 33 | 11 |  | 2006 | 20419 | 20419000 | TUSCO TRAFO | 496286 | YNyn0 | NER |  | 50 | 16151.429 | 16151429 | 39 | 1020.95 | 1020950 | 4267571 | 19398.05 | 2% | 387.961 | 4655.532 | 15763.468
HV Tfrfs | TRFR | Transformador | Transformador TUSCO TRAFO SN: 496285 MONTEPUEZ | N | MONTEPUEZ | S 13˚07'25,2'' | E039˚31'36,2'' | TRFR 2 | 2.5 | 33 | 11 |  | 2006 | 20419 | 20419000 | TUSCO TRAFO | 496285 | YNyn0 | NER |  | 50 | 16151.429 | 16151429 | 39 | 1020.95 | 1020950 | 4267571 | 19398.05 | 2% | 387.961 | 4655.532 | 15763.468
HV Tfrfs | TRFR | Transformador | Transformador BEST SN: 46339 PS PEMBA CENTRAL | N | PS PEMBA CENTRAL | S 12˚57'55,1'' | E040˚30'17,0'' | TRFR 1 | 5 | 33 | 11 |  | 2004 | 20419 | 20419000 | BEST | 46339 | Dyn 5 | NER |  | 50 | 15375.507 | 15375507 | 37 | 1020.95 | 1020950 | 5043493 | 19398.05 | 2% | 387.961 | 5431.454 | 14987.546
HV Tfrfs | TRFR | Transformador | Transformador BEST SN: 46340 PS PEMBA CENTRAL | N | PS PEMBA CENTRAL | S 12˚57'55,1'' | E040˚30'17,0'' | TRFR 2 | 5 | 33 | 11 |  | 2004 | 20419 | 20419000 | BEST | 46340 | Dyn 5 | NER |  | 50 | 15375.507 | 15375507 | 37 | 1020.95 | 1020950 | 5043493 | 19398.05 | 2% | 387.961 | 5431.454 | 14987.546
HV Tfrfs | TRFR | Transformador | Transformador SGB SN: 101988 Nampula 220Kv | N | Nampula 220Kv | S15°7'28.20" | E039°13'6.147" | T1 | 100 | 220 | 110Kv | 33Kv | 2005 | 102094 | 102094000 | SGB | 101988 |  | S |  | 50 | 78816.568 | 78816568 | 38 | 5104.7 | 5104700 | 23277432 | 96989.3 | 2% | 1939.786 | 25217.218 | 76876.782
HV Tfrfs | TRFR | Transformador | Transformador ALSTHOM SN: 224588-01 Nampula 220Kv | N | Nampula 220Kv | S15°7'28.20" | E039°13'6.147" | T2 | 100 | 220 | 110Kv | 33Kv | 1983 | 102094 | 102094000 | ALSTHOM | 224588-01 |  | S |  | 50 | 36141.276 | 36141276 | 16 | 5104.7 | 5104700 | 65952724 | 96989.3 | 2% | 1939.786 | 67892.51 | 34201.49
HV Tfrfs | TRFR | Transformador | Transformador ABB SN: Z1938 Nampula 220Kv | N | Nampula 220Kv | S15°7'28.20" | E039°13'6.147" | T4 | 75 | 220 | 22Kv |  | 2014 | 102094 | 102094000 | ABB | Z1938 |  | NER |  | 50 | 96274.642 | 96274642 | 47 | 5104.7 | 5104700 | 5819358 | 96989.3 | 2% | 1939.786 | 7759.144 | 94334.856
HV Tfrfs | TRFR | Transformador | Transformador ALSTHOM SN: H67590-01 Nampula 220KV | N | Nampula 220KV | S15°7'28.20" | E039°13'6.147" | T5 | 40 | 110 | 33Kv |  | 1982 | 47644 | 47644000 | ALSTHOM | H67590-01 |  | S |  | 50 | 15960.74 | 15960740 | 15 | 2382.2 | 2382200 | 31683260 | 45261.8 | 2% | 905.236 | 32588.496 | 15055.504
HV Tfrfs | TRFR | Transformador | Transformador VEB SN: 713241 NAMPULA CENTRAL | N | NAMPULA CENTRAL | S15°6'51.028" | E039°15'10.387" | T101 | 35 | 110 | 33KV |  | 1980 | 47644 | 47644000 | VEB | 713241 |  | S |  | 50 | 14150.268 | 14150268 | 13 | 2382.2 | 2382200 | 33493732 | 45261.8 | 2% | 905.236 | 34398.968 | 13245.032
HV Tfrfs | TRFR | Transformador | Transformador DACHI SN: 1DB.710.7253 NAMPULA CENTRAL | N | NAMPULA CENTRAL | S15°6'51.028" | E039°15'10.387" | T102 | 40 | 110 | 33KV |  | 2006 | 47644 | 47644000 | DACHI | 1DB.710.7253 |  | S |  | 50 | 37686.404 | 37686404 | 39 | 2382.2 | 2382200 | 9957596 | 45261.8 | 2% | 905.236 | 10862.832 | 36781.168
HV Tfrfs | TRFR | Transformador | Transformador HYOSUNG SN: H1457932 NAMPULA CENTRAL | N | NAMPULA CENTRAL | S15°6'51.028" | E039°15'10.387" | T103 | 50 | 110 | 33KV |  | 2016 | 54450 | 54450000 | HYOSUNG | H1457932 |  | S |  | 50 | 53415.45 | 53415450 | 49 | 2722.5 | 2722500 | 1034550 | 51727.5 | 2% | 1034.55 | 2069.1 | 52380.9
HV Tfrfs | TRFR | Transformador | Transformador VEB SN: 713240 NACALA | N | NACALA | 14°33'24.851" | 40°40'21.418" | T101 | 35 | 110 | 33KV |  | 1980 | 47644 | 47644000 | VEB | 713240 |  | S |  | 50 | 14150.268 | 14150268 | 13 | 2382.2 | 2382200 | 33493732 | 45261.8 | 2% | 905.236 | 34398.968 | 13245.032
HV Tfrfs | TRFR | Transformador | Transformador VEB SN: 713261 NACALA | N | NACALA | 14°33'24.851" | 40°40'21.418" | T102 | 35 | 110 | 33KV |  | 1980 | 47644 | 47644000 | VEB | 713261 |  | S |  | 50 | 14150.268 | 14150268 | 13 | 2382.2 | 2382200 | 33493732 | 45261.8 | 2% | 905.236 | 34398.968 | 13245.032
HV Tfrfs | TRFR | Transformador | Transformador VEB SN: 713285 MONAPO | N | MONAPO | 14°54'11.55" | 40°19'35.358" | T101 | 10 | 110 | 33KV |  | 1980 | 27225 | 27225000 | VEB | 713285 |  | S |  | 50 | 8085.825 | 8085825 | 13 | 1361.25 | 1361250 | 19139175 | 25863.75 | 2% | 517.275 | 19656.45 | 7568.55
HV Tfrfs | TRFR | Transformador | Transformador CG POWER SYSTEMS SN: 10221000222 MONAPO | N | MONAPO | 14°54'11.55" | 40°19'35.358" | TEMP | 10 | 110 | 33KV |  | 2011 | 27225 | 27225000 | CG POWER SYSTEMS | 10221000222 |  | S |  | 50 | 24121.35 | 24121350 | 44 | 1361.25 | 1361250 | 3103650 | 25863.75 | 2% | 517.275 | 3620.925 | 23604.075
HV Tfrfs | TRFR | Transformador | Transformador DESTA POWER SN: T-2682 METORO | N | METORO | 13°7'39.980" | 39°52'34.00" | T1 | 10 | 110 | 33KV |  | 2000 | 27225 | 27225000 | DESTA POWER | T-2682 |  | NER |  | 50 | 18431.325 | 18431325 | 33 | 1361.25 | 1361250 | 8793675 | 25863.75 | 2% | 517.275 | 9310.95 | 17914.05
HV Tfrfs | TRFR | Transformador | Transformador PAUWELS SN: 04.2.0420 METORO | N | METORO | 13°7'39.980" | 39°52'34.00" | TEMP | 10 | 110 | 33KV |  | 2004 | 27225 | 27225000 | PAUWELS | 04.2.0420 |  | S |  | 50 | 20500.425 | 20500425 | 37 | 1361.25 | 1361250 | 6724575 | 25863.75 | 2% | 517.275 | 7241.85 | 19983.15
HV Tfrfs | TRFR | Transformador | Transformador ABB POWERTECH SN: 1133391 CUAMBA | N | CUAMBA | 14°47'48.477" | 36°30'34.800" | T1 | 16 | 110 | 33KV | 6.3KV | 2003 | 27225 | 27225000 | ABB POWERTECH | 1133391 |  | NER |  | 50 | 19983.15 | 19983150 | 36 | 1361.25 | 1361250 | 7241850 | 25863.75 | 2% | 517.275 | 7759.125 | 19465.875
HV Tfrfs | TRFR | Transformador | Transformador ALSTOM SN: 224588-02 ALTO MOLOCUE | C | ALTO MOLOCUE | 15°39'10.268" | 37°40'14.559" | T2 | 100 | 220 | 110KV | 33KV | 1983 | 102094 | 102094000 | ALSTOM | 224588-02 |  | S |  | 50 | 36141.276 | 36141276 | 16 | 5104.7 | 5104700 | 65952724 | 96989.3 | 2% | 1939.786 | 67892.51 | 34201.49
HV Tfrfs | TRFR | Transformador | Transformador ALSTOM SN: H68050-02 ALTO MOLOCUE | C | ALTO MOLOCUE | 15°39'10.268" | 37°40'14.559" | T4 | 16 | 110 | 33KV |  | 1982 | 27225 | 27225000 | ALSTOM | H68050-02 |  | NER |  | 50 | 9120.375 | 9120375 | 15 | 1361.25 | 1361250 | 18104625 | 25863.75 | 2% | 517.275 | 18621.9 | 8603.1
HV Tfrfs | TRFR | Transformador | Transformador ALSTOM SN: 224589-01 ALTO MOLOCUE | C | ALTO MOLOCUE | 15°39'10.268" | 37°40'14.559" | T5 | 35 | 220 | 7.5KV |  | 1983 | 108991 | 108991000 | ALSTOM | 224589-01 |  | S |  | 50 | 38582.814 | 38582814 | 16 | 5449.55 | 5449550 | 70408186 | 103541.45 | 2% | 2070.829 | 72479.015 | 36511.985
HV Tfrfs | TRFR | Transformador | Transformador TAMINI SN: 135219 GURUE | C | GURUE | 15°29'29.051" | 36°59'39.600" | T1 | 16 | 110 | 33KV |  | 1987 | 27225 | 27225000 | TAMINI | 135219 |  | NER |  | 50 | 11706.75 | 11706750 | 20 | 1361.25 | 1361250 | 15518250 | 25863.75 | 2% | 517.275 | 16035.525 | 11189.475
HV Tfrfs | TRFR | Transformador | Transformador ABB SN: 1133401 LICHINGA | N | LICHINGA | 13° 20' 2.400" | 35° 13' 59.114" | T1 | 16 | 110 | 33KV | 6.6KV | 2003 | 27225 | 27225000 | ABB | 1133401 |  | NER |  | 50 | 19983.15 | 19983150 | 36 | 1361.25 | 1361250 | 7241850 | 25863.75 | 2% | 517.275 | 7759.125 | 19465.875
HV Tfrfs | TRFR | Transformador | Transformador ABB SN: 103949 LICHINGA | N | LICHINGA | 13° 20' 2.400" | 35° 13' 59.114" | TEMP | 10 | 110 | 33KV |  | 1997 | 27225 | 27225000 | ABB | 103949 |  | S |  | 50 | 16879.5 | 16879500 | 30 | 1361.25 | 1361250 | 10345500 | 25863.75 | 2% | 517.275 | 10862.775 | 16362.225
HV Tfrfs | TRFR | Transformador | Transformador HYOSUNG SN: 10035811-5 CERAMCA | C | CERAMCA | S17 43 18.30 | E036 53 41.38 | TRFR 1 | 50 | 220 | 33KV | 6.6KV | 2016 | 108991 | 108991000 | HYOSUNG | 10035811-5 |  | NER |  | 50 | 106920.171 | 106920171 | 49 | 5449.55 | 5449550 | 2070829 | 103541.45 | 2% | 2070.829 | 4141.658 | 104849.342
HV Tfrfs | TRFR | Transformador | Transformador ABB SN: 8607 842 CERAMCA | C | CERAMCA | S17 43 18.30 | E036 53 41.38 | TRFR 2 | 50 | 220 | 33KV | 6.6KV | 2001 | 108991 | 108991000 | ABB | 8607 842 |  | NER |  | 50 | 75857.736 | 75857736 | 34 | 5449.55 | 5449550 | 33133264 | 103541.45 | 2% | 2070.829 | 35204.093 | 73786.907
HV Tfrfs | TRFR | Transformador | Transformador ABB SN: 120160 CHIMUARA | C | CHIMUARA | S17 46 53.12 | E036 24 23.12 | TRFR 1 | 50 | 220 | 33KV | 6.6KV | 2002 | 108991 | 108991000 | ABB | 120160 |  | NER |  | 50 | 77928.565 | 77928565 | 35 | 5449.55 | 5449550 | 31062435 | 103541.45 | 2% | 2070.829 | 33133.264 | 75857.736
HV Tfrfs | TRFR | Transformador | Transformador STEM SN: A00171/1 CHIMUARA | C | CHIMUARA | S17 46 53.12 | E036 24 23.12 | TRFR 2 | 50 | 220 | 33KV | 6.6KV | 2002 | 108991 | 108991000 | STEM | A00171/1 |  | NER |  | 50 | 77928.565 | 77928565 | 35 | 5449.55 | 5449550 | 31062435 | 103541.45 | 2% | 2070.829 | 33133.264 | 75857.736
HV Tfrfs | TRFR | Transformador | Transformador HYOSUNG SN: 10035811-3 CHIMUARA | C | CHIMUARA | S17 46 53.12 | E036 24 23.12 | TRFR 3 | 50 | 220 | 33KV | 6.6KV | 2016 | 108991 | 108991000 | HYOSUNG | 10035811-3 |  | NER |  | 50 | 106920.171 | 106920171 | 49 | 5449.55 | 5449550 | 2070829 | 103541.45 | 2% | 2070.829 | 4141.658 | 104849.342
HV Tfrfs | TRFR | Transformador | Transformador HYOSUNG SN: 10035811-4 CHIMUARA | C | CHIMUARA | S17 46 53.12 | E036 24 23.12 | TRFR 4 | 50 | 220 | 33KV | 6.6KV | 2016 | 108991 | 108991000 | HYOSUNG | 10035811-4 |  | NER |  | 50 | 106920.171 | 106920171 | 49 | 5449.55 | 5449550 | 2070829 | 103541.45 | 2% | 2070.829 | 4141.658 | 104849.342
HV Tfrfs | TRFR | Transformador | Transformador ALSTHOM SN: 224561-02 MOCUBA | C | MOCUBA | S16 49 25.00 | E037 01 35.26 | TRFR 1 | 100 | 220 | 110KV | 6.6KV | 1982 | 102094 | 102094000 | ALSTHOM | 224561-02 |  | NER |  | 50 | 34201.49 | 34201490 | 15 | 5104.7 | 5104700 | 67892510 | 96989.3 | 2% | 1939.786 | 69832.296 | 32261.704
HV Tfrfs | TRFR | Transformador | Transformador ALSTHOM SN: 224561-03 MOCUBA | C | MOCUBA | S16 49 25.00 | E037 01 35.26 | TRFR 2 | 100 | 220 | 110KV | 6.6KV | 1982 | 102094 | 102094000 | ALSTHOM | 224561-03 |  | NER |  | 50 | 34201.49 | 34201490 | 15 | 5104.7 | 5104700 | 67892510 | 96989.3 | 2% | 1939.786 | 69832.296 | 32261.704
HV Tfrfs | TRFR | Transformador | Transformador ALSTHOM SN: H67590-02 MOCUBA | C | MOCUBA | S16 49 25.00 | E037 01 35.26 | TRFR 3 | 40 | 110 | 33KV | 6.6KV | 1982 | 47644 | 47644000 | ALSTHOM | H67590-02 |  | NER |  | 50 | 15960.74 | 15960740 | 15 | 2382.2 | 2382200 | 31683260 | 45261.8 | 2% | 905.236 | 32588.496 | 15055.504
HV Tfrfs | TRFR | Transformador | Transformador SIEMENS SN: LEL109151 MOCUBA | C | MOCUBA | S16 49 25.00 | E037 01 35.26 | TRFR 5 | 40 | 33 | 11 | 11 | 2010 | 40838 | 40838000 | SIEMENS | LEL109151 |  | NER |  | 50 | 35406.546 | 35406546 | 43 | 2041.9 | 2041900 | 5431454 | 38796.1 | 2% | 775.922 | 6207.376 | 34630.624
HV Tfrfs | TRFR | Transformador | Transformador Pauwels Transformers SN: 01,2,4011 LIONDE | S | LIONDE | S 24°34'33.85" | E 033°02'01.68" | TRFR 1 | 10 | 110 | 33 |  | 2001 | 27225 | 27225000 | Pauwels Transformers | 01,2,4011 | YNyn0+d | NER |  | 50 | 18948.6 | 18948600 | 34 | 1361.25 | 1361250 | 8276400 | 25863.75 | 2% | 517.275 | 8793.675 | 18431.325
HV Tfrfs | TRFR | Transformador | Transformador Daci SN: 1622026 LIONDE | S | LIONDE | S 24°34'33.85" | E 033°02'01.68" | TRFR 2 | 40 | 110 | 33 |  | 2016 | 47644 | 47644000 | Daci | 1622026 | YNyn0+d11 | NER |  | 50 | 46738.764 | 46738764 | 49 | 2382.2 | 2382200 | 905236 | 45261.8 | 2% | 905.236 | 1810.472 | 45833.528
HV Tfrfs | TRFR | Transformador | Transformador ASEA SN: 7288060 Infulene | S | Infulene |  |  | 5 | 30 | 110 | 66 | 0.4 | 1983 | 47644 | 47644000 | ASEA | 7288060 | YNyn0 | S |  | 50 | 16865.976 | 16865976 | 16 | 2382.2 | 2382200 | 30778024 | 45261.8 | 2% | 905.236 | 31683.26 | 15960.74
HV Tfrfs | TRFR | Transformador | Transformador ASEA SN: 7288064 Infulene | S | Infulene |  |  | 6 | 30 | 110 | 66 | 0.4 | 1983 | 47644 | 47644000 | ASEA | 7288064 | YNyn0 | S |  | 50 | 16865.976 | 16865976 | 16 | 2382.2 | 2382200 | 30778024 | 45261.8 | 2% | 905.236 | 31683.26 | 15960.74
HV Tfrfs | TRFR | Transformador | Transformador ALSTOM SN: 30281302 SE2 Malanga | S | SE2 Malanga |  |  | 2 | 30 | 66 | 11 | S | 2004 | 40838 | 40838000 | ALSTOM | 30281302 | Dyn11 | S |  | 50 | 30751.014 | 30751014 | 37 | 2041.9 | 2041900 | 10086986 | 38796.1 | 2% | 775.922 | 10862.908 | 29975.092
HV Tfrfs | TRFR | Transformador | Transformador ALSTOM SN: 30287101 Se3 | S | Se3 |  |  | 2 | 30 | 66 | 11 | S | 2005 | 40838 | 40838000 | ALSTOM | 30287101 | Dyn11 | S |  | 50 | 31526.936 | 31526936 | 38 | 2041.9 | 2041900 | 9311064 | 38796.1 | 2% | 775.922 | 10086.986 | 30751.014
HV Tfrfs | TRFR | Transformador | Transformador 2000 SN: Se3 | S | Se3 |  |  | 3 | 30 | 66 | 11 |  | 1999 | 40838 | 40838000 | 2000 |  | 2001 |  |  | 50 | 26871.404 | 26871404 | 32 | 2041.9 | 2041900 | 13966596 | 38796.1 | 2% | 775.922 | 14742.518 | 26095.482
HV Tfrfs | TRFR | Transformador | Transformador 1973 refurb 2013 SN: Se3 | S | Se3 |  |  | 4 | 20 | 33 | 11 |  | 1972 | 20000 | 20000000 | 1973 refurb 2013 |  | 1974 refurb 2013 |  |  | 50 | 2900 | 2900000 | 5 | 1000 | 1000000 | 17100000 | 19000 | 2% | 380 | 17480 | 2520
HV Tfrfs | TRFR | Transformador | Transformador ALSTOM SN: 30281303 SE1 b central | S | SE1 b central |  |  | 3 | 30 | 66 | 11 |  | 2004 | 40838 | 40838000 | ALSTOM | 30281303 | Dyn11 | S |  | 50 | 30751.014 | 30751014 | 37 | 2041.9 | 2041900 | 10086986 | 38796.1 | 2% | 775.922 | 10862.908 | 29975.092
HV Tfrfs | TRFR | Transformador | Transformador ABB SN: 7260876 SE1 b central | S | SE1 b central |  |  | 2 | 20 | 33 | 11 |  | 2014 | 20000 | 20000000 | ABB | 7260876 | Dy0 |  |  | 50 | 18860 | 18860000 | 47 | 1000 | 1000000 | 1140000 | 19000 | 2% | 380 | 1520 | 18480
HV Tfrfs | TRFR | Transformador | Transformador ABB SN: 7478905 SE5 University | S | SE5 University |  |  | 1 | 20 | 66 | 11 |  | 1989 | 34031 | 34031000 | ABB | 7478905 | Dyn11 | S |  | 50 | 15926.508 | 15926508 | 22 | 1701.55 | 1701550 | 18104492 | 32329.45 | 2% | 646.589 | 18751.081 | 15279.919
HV Tfrfs | TRFR | Transformador | Transformador EFACEC SN: C-13698 SE5 University | S | SE5 University |  |  | 2 | 20 | 66 | 11 |  | 1999 | 34031 | 34031000 | EFACEC | C-13698 | Dyn11 | S |  | 50 | 22392.398 | 22392398 | 32 | 1701.55 | 1701550 | 11638602 | 32329.45 | 2% | 646.589 | 12285.191 | 21745.809
HV Tfrfs | TRFR | Transformador | Transformador EFACEC SN: C-0522A SE11 Costa Sol | S | SE11 Costa Sol |  |  | 1 | 40 | 66 | 33 |  | 2011 | 40838 | 40838000 | EFACEC | C-0522A | Dyn11 | S |  | 50 | 36182.468 | 36182468 | 44 | 2041.9 | 2041900 | 4655532 | 38796.1 | 2% | 775.922 | 5431.454 | 35406.546
HV Tfrfs | TRFR | Transformador | Transformador EFACEC SN: C-0524A Se10 | S | Se10 |  |  | 1 | 40 | 66 | 33 |  | 2011 | 40838 | 40838000 | EFACEC | C-0524A | Dyn11 | S |  | 50 | 36182.468 | 36182468 | 44 | 2041.9 | 2041900 | 4655532 | 38796.1 | 2% | 775.922 | 5431.454 | 35406.546
HV Tfrfs | TRFR | Transformador | Transformador EFACEC SN: C-0637A Marracuene | S | Marracuene |  |  | 1 | 20 | 66 | 33 |  | 2011 | 34031 | 34031000 | EFACEC | C-0637A | Dyn11 | S |  | 50 | 30151.466 | 30151466 | 44 | 1701.55 | 1701550 | 3879534 | 32329.45 | 2% | 646.589 | 4526.123 | 29504.877
HV Tfrfs | TRFR | Transformador | Transformador DESTA SN: T-2526 Beluluane | S | Beluluane |  |  | 1 | 20 | 66 | 11 |  | 1998 | 34031 | 34031000 | DESTA | T-2526 | Dyn11 | NECT |  | 50 | 21745.809 | 21745809 | 31 | 1701.55 | 1701550 | 12285191 | 32329.45 | 2% | 646.589 | 12931.78 | 21099.22
HV Tfrfs | TRFR | Transformador | Transformador ABB SN: 78535980 Beluluane | S | Beluluane |  |  | 2 | 20 | 66 | 33 | 11 | 1994 | 34031 | 34031000 | ABB | 78535980 | Dynyn | S |  | 50 | 19159.453 | 19159453 | 27 | 1701.55 | 1701550 | 14871547 | 32329.45 | 2% | 646.589 | 15518.136 | 18512.864
HV Tfrfs | TRFR | Transformador | Transformador EFACEC SN: C-0525A SE6 JARDIM | S | SE6 JARDIM |  |  | ONAN/ONAF | 40 | 66 | 33 | 11 | 2011 | 40838 | 40838000 | EFACEC | C-0525A | Dyn11yn11 | Not earthed |  | 50 | 36182.468 | 36182468 | 44 | 2041.9 | 2041900 | 4655532 | 38796.1 | 2% | 775.922 | 5431.454 | 35406.546
HV Tfrfs | TRFR | Transformador | Transformador SN: SE6 JARDIM | S | SE6 JARDIM |  |  | ONAN/ONAF | 20 | 33 | 11 |  | 2011 | 20000 | 20000000 |  |  |  | S |  | 50 | 17720 | 17720000 | 44 | 1000 | 1000000 | 2280000 | 19000 | 2% | 380 | 2660 | 17340
HV Tfrfs | TRFR | Transformador | Transformador CROMTON GREAVES SN: 5T.10663/1 KHONGOLOTE | S | KHONGOLOTE |  |  | 1 | 40 | 66 | 33 | 11 | 2016 | 40838 | 40838000 | CROMTON GREAVES | 5T.10663/1 | YNynO11 | S |  | 50 | 40062.078 | 40062078 | 49 | 2041.9 | 2041900 | 775922 | 38796.1 | 2% | 775.922 | 1551.844 | 39286.156
HV Tfrfs | TRFR | Transformador | Transformador PAUWELS SN: 01.2.4013 SALAMANGA | S | SALAMANGA |  |  | 1 | 10 | 66 | 33 | 11 | 2001 | 27225 | 27225000 | PAUWELS | 01.2.4013 | YnynOtd | NER |  | 50 | 18948.6 | 18948600 | 34 | 1361.25 | 1361250 | 8276400 | 25863.75 | 2% | 517.275 | 8793.675 | 18431.325
HV Tfrfs | TRFR | Transformador | Transformador PAUWELS SN: 01.2.4012 SALAMANGA | S | SALAMANGA |  |  | 2 | 10 | 66 | 33 | 11 | 2001 | 27225 | 27225000 | PAUWELS | 01.2.4012 | YNynOtd | S |  | 50 | 18948.6 | 18948600 | 34 | 1361.25 | 1361250 | 8276400 | 25863.75 | 2% | 517.275 | 8793.675 | 18431.325
HV Tfrfs | TRFR | Transformador | Transformador ASEA SN: 7146331 BOANE | S | BOANE |  |  | 1 | 30 | 66 | 33 | 11 | 1979 | 40838 | 40838000 | ASEA | 7146331 | YNyn0 | S |  | 50 | 11352.964 | 11352964 | 12 | 2041.9 | 2041900 | 29485036 | 38796.1 | 2% | 775.922 | 30260.958 | 10577.042
HV Tfrfs | TRFR | Transformador | Transformador ABB SN: 7476904 MATOLO RIO | S | MATOLO RIO |  |  | 1 | 20 | 66 | 33 | 11 | 1989 | 34031 | 34031000 | ABB | 7476904 | YNyn0td | NER |  | 50 | 15926.508 | 15926508 | 22 | 1701.55 | 1701550 | 18104492 | 32329.45 | 2% | 646.589 | 18751.081 | 15279.919
HV Tfrfs | TRFR | Transformador | Transformador SN: 10006560-0004 MAPAI | S | MAPAI |  |  | 1 | 16 | 110 | 33 |  | 2016 | 27225 | 27225000 |  | 10006560-0004 | YNynd11 | S |  | 50 | 26707.725 | 26707725 | 49 | 1361.25 | 1361250 | 517275 | 25863.75 | 2% | 517.275 | 1034.55 | 26190.45
HV Tfrfs | TRFR | Transformador | Transformador EFACEC SN: 19422C MAFAMBISSE | C | MAFAMBISSE | S 19°33'40,05" | E 034°40'07,76" | RESERVE | 12 | 110 | 22 |  | 1983 | 27225 | 27225000 | EFACEC | 19422C | YyO | S |  | 50 | 9637.65 | 9637650 | 16 | 1361.25 | 1361250 | 17587350 | 25863.75 | 2% | 517.275 | 18104.625 | 9120.375
HV Tfrfs | TRFR | Transformador | Transformador HYOSUNG SN: TP80357801 LAMEGO | C | LAMEGO | S 19°19'28,55" | E 034°19'05,68" | TR1 | 25 | 110 | 66 | 22 | 2014 | 34032 | 34032000 | HYOSUNG | TP80357801 | YNynynO | S |  | 50 | 32092.176 | 32092176 | 47 | 1701.6 | 1701600 | 1939824 | 32330.4 | 2% | 646.608 | 2586.432 | 31445.568
HV Tfrfs | TRFR | Transformador | Transformador EFACEC SN: F000137 GUARAGUARA | C | GUARAGUARA | S 19°52'00.89" | E 034°29'13.57" | TRFR 1 | 16 | 66 | 33 |  | 2009 | 27225 | 27225000 | EFACEC | F000137 | YNynO-D11 | S |  | 50 | 23086.8 | 23086800 | 42 | 1361.25 | 1361250 | 4138200 | 25863.75 | 2% | 517.275 | 4655.475 | 22569.525
HV Tfrfs | TRFR | Transformador | Transformador C7314 SN: CHIMOIO 1 | C | CHIMOIO 1 | S19ᵒ07'46,12" | E033ᵒ29'15,71" | POWER TRFR | 4 | 22 | 6.6 |  | 1964 | 20419 | 20419000 | C7314 |  | YND11 | S |  | 50 | 2960.755 | 2960755 | 5 | 1020.95 | 1020950 | 17458245 | 19398.05 | 2% | 387.961 | 17846.206 | 2572.794
HV Tfrfs | TRFR | Transformador | Transformador ABB SN: NONE SE 4 SUBSTATION | S | SE 4 SUBSTATION | S 24°45.2611' | E 033°.37.1530' | TRFR | 5 | 33 | 11 |  | 2002 | 20419 | 20419000 | ABB | NONE | Yyn-0 | S |  | 50 | 14599.585 | 14599585 | 35 | 1020.95 | 1020950 | 5819415 | 19398.05 | 2% | 387.961 | 6207.376 | 14211.624
HV Tfrfs | TRFR | Transformador | Transformador DESTA POWER MATLA SN: T-2767 PS CHONGOENE | S | PS CHONGOENE | S 25°00.856' | E 033°.47.477' | TRFR | 15 | 33 | 11 |  | 2000 | 27225 | 27225000 | DESTA POWER MATLA | T-2767 | Yyn-0 | S |  | 50 | 18431.325 | 18431325 | 33 | 1361.25 | 1361250 | 8793675 | 25863.75 | 2% | 517.275 | 9310.95 | 17914.05
HV Tfrfs | TRFR | Transformador | Transformador COTRADIS SN: 73208 TAVENE | S | TAVENE | S 25°03.7326' | E 033°39.4770' | TRAFO 11 | 1.25 | 11 | 0.425 |  | 2005 | 381 | 381000 | COTRADIS | 73208 | Dyn11 | S |  | 50 | 294.132 | 294132 | 38 | 19.05 | 19050 | 86868 | 361.95 | 2% | 7.239 | 94.107 | 286.893
HV Tfrfs | TRFR | Transformador | Transformador COTRADIS SN: 73322 TAVENE | S | TAVENE | S 25°03.7326' | E 033°39.4770' | TRAFO 12 | 1.25 | 11 | 0.425 |  | 2005 | 381 | 381000 | COTRADIS | 73322 | Dyn11 | S |  | 50 | 294.132 | 294132 | 38 | 19.05 | 19050 | 86868 | 361.95 | 2% | 7.239 | 94.107 | 286.893
HV Tfrfs | TRFR | Transformador | Transformador COTRADIS SN: 73209 TAVENE | S | TAVENE | S 25°03.7326' | E 033°39.4770' | TRAFO 13 | 1.25 | 11 | 0.425 |  | 2005 | 381 | 381000 | COTRADIS | 73209 | Dyn11 | S |  | 50 | 294.132 | 294132 | 38 | 19.05 | 19050 | 86868 | 361.95 | 2% | 7.239 | 94.107 | 286.893
HV Tfrfs | TRFR | Transformador | Transformador COTRADIS SN: 72703 TAVENE | S | TAVENE | S 25°03.7326' | E 033°39.4770' | TRAFO 14 | 1.25 | 11 | 0.425 |  | 2005 | 381 | 381000 | COTRADIS | 72703 | Dyn11 | S |  | 50 | 294.132 | 294132 | 38 | 19.05 | 19050 | 86868 | 361.95 | 2% | 7.239 | 94.107 | 286.893
HV Tfrfs | TRFR | Transformador | Transformador ABB SN: 5217654 TAVENE | S | TAVENE | S 25°03.7326' | E 033°39.4770' | TRAFO 1 | 6.3 | 11 | 0.425 |  | 2001 | 381 | 381000 | ABB | 5217654 | Dyn11 | S |  | 50 | 265.176 | 265176 | 34 | 19.05 | 19050 | 115824 | 361.95 | 2% | 7.239 | 123.063 | 257.937
HV Tfrfs | TRFR | Transformador | Transformador ABB SN: 5217655 TAVENE | S | TAVENE | S 25°03.7326' | E 033°39.4770' | TRAFO 2 | 6.3 | 11 | 0.425 |  | 2001 | 381 | 381000 | ABB | 5217655 | Dyn11 | S |  | 50 | 265.176 | 265176 | 34 | 19.05 | 19050 | 115824 | 361.95 | 2% | 7.239 | 123.063 | 257.937
HV Tfrfs | TRFR | Transformador | Transformador IEO Transformatoren BREDA SN: 94-4-2402 TAVENE | S | TAVENE | S 25°03.7326' | E 033°39.4770' | TRAFO 3 | 6.3 | 11 | 0.425 |  | 1985 | 381 | 381000 | IEO Transformatoren BREDA | 94-4-2402 | YNd5 | S |  | 50 | 149.352 | 149352 | 18 | 19.05 | 19050 | 231648 | 361.95 | 2% | 7.239 | 238.887 | 142.113
HV Tfrfs | TRFR | Transformador | Transformador EFACEC SN: C-0510A CHICUMBANE | S | CHICUMBANE | S 25°58.9365' | E 033°33.0191' | TR1 | 16 | 110 | 33 | 10 | 2010 | 27225 | 27225000 | EFACEC | C-0510A | YNyn0+d1 | S |  | 50 | 23604.075 | 23604075 | 43 | 1361.25 | 1361250 | 3620925 | 25863.75 | 2% | 517.275 | 4138.2 | 23086.8
HV Tfrfs | TRFR | Transformador | Transformador ASEA SN: 7283-059 MARROMEU | C | MARROMEU | 18°17'40.481" | 35°56'53.190" | TRFR 1 | 16 | 110 | 33KV |  | 1983 | 27225 | 27225000 | ASEA | 7283-059 |  | NER |  | 50 | 9637.65 | 9637650 | 16 | 1361.25 | 1361250 | 17587350 | 25863.75 | 2% | 517.275 | 18104.625 | 9120.375
HV Tfrfs | TRFR | Transformador | Transformador ABB SN: 1L1T00302A SE8 LAULANE | S | SE8 LAULANE |  |  |  | 30 | 66 | 11 |  | 2003 | 40838 | 40838000 | ABB | 1L1T00302A | Dyn11 | NER |  | 50 | 29975.092 | 29975092 | 36 | 2041.9 | 2041900 | 10862908 | 38796.1 | 2% | 775.922 | 11638.83 | 29199.17
HV Tfrfs | TRFR | Transformador | Transformador ALSTOM SN: 30281201 SE7 -SHOPRITE | S | SE7 -SHOPRITE |  |  |  | 30 | 66 | 11 |  | 2003 | 40838 | 40838000 | ALSTOM | 30281201 | Dyn11 | S |  | 50 | 29975.092 | 29975092 | 36 | 2041.9 | 2041900 | 10862908 | 38796.1 | 2% | 775.922 | 11638.83 | 29199.17
HV Tfrfs | TRFR | Transformador | Transformador TRENCH SN: 2113457 SE6 JARDIM | S | SE6 JARDIM |  |  | ONAN/ONAF | 20 | 66 |  |  | 2011 | 34031 | 34031000 | TRENCH | 2113457 |  | S |  | 50 | 30151.466 | 30151466 | 44 | 1701.55 | 1701550 | 3879534 | 32329.45 | 2% | 646.589 | 4526.123 | 29504.877
HV Tfrfs | TRFR | Transformador | Transformador ALSTOM SN: 30281301 SE4-AEROPORT | S | SE4-AEROPORT |  |  | ONAN/ONAF | 30 | 66 | 11 |  | 2003 | 40838 | 40838000 | ALSTOM | 30281301 | Dyn11 | NEUTRAL |  | 50 | 29975.092 | 29975092 | 36 | 2041.9 | 2041900 | 10862908 | 38796.1 | 2% | 775.922 | 11638.83 | 29199.17
[14 empty] | 8930232 | 8930232000 |  |  |  |  | Total | MZN | 5716230.171 | 5716230171 | MZN | 446511.6 | 446511600 | 3214001829 | 8483720.4 |  | 169674.408 | 3383676.237 | 5546555.763
3214001.829
3383676.237
8483720.4

## MV Trfrs, Reactors & Caps (hidden)
Asset Number | Asset Type Pole Transformer (PMT), Ground Mounted Transformer (GMT), Minisubstation (MS), Reactor (React), Capacitor Bank (Cap) Aux Trfr (AT) |  | System Number |  | Rural Area Code | Substation | Town or Village | Suburb | Street | Co-ordinates X | Co-ordinates Y | Capacity kVA, kVAR | HV (kV) | LV (kV) | 3Φ or 1Φ | Year of Manufacture (eg 2002) | Make | Serial No. | Asset Replacement Costs MZ 000's | Asset Life | Depreciated Value 2017in MZM000's |  |  | Comments | Remaining Life MZN000's | Residual Value MZN000's |  | Base de Incidência | Taxa de Amortização | Amortização do período | Amortização Acumulada | Valor contabilístico 2018
10141103 | PMT | TRANSFORMADOR | PTS 02 | TRANSFORMADOR MARCA:ENAE Inhambane PTS 02 |  | Inhambane | Inhambane |  |  | 35,38060 | -23,86381 | 300 | 33 | 0.4 | 3Φ | 1940 | ENAE | SP-HIP | 1039 | 45 | 161.6222 | 877.3778 | 877377.7778 |  | 5 | 51.95 | 51950 | 987.05 | 2.222% | 21.9344 | 899.3122 | 139.6878
10141103 | PMT | TRANSFORMADOR | PTS 03 | TRANSFORMADOR MARCA: Inhambane PTS 03 |  | Inhambane | Inhambane |  |  | 35,38602 | -23,86528 | 300 | 33 | 0.4 | 3Φ | 1940 |  |  | 1039 | 45 | 161.6222 | 877.3778 | 877377.7778 |  | 5 | 51.95 | 51950 | 987.05 | 2.222% | 21.9344 | 899.3122 | 139.6878
10141103 | PMT | TRANSFORMADOR | PTS 04 | TRANSFORMADOR MARCA: Inhambane PTS 04 |  | Inhambane | Inhambane |  |  | 35,38884 | -23,86445 | 300 | 33 | 0.4 | 3Φ | 1940 |  |  | 1039 | 45 | 161.6222 | 877.3778 | 877377.7778 |  | 5 | 51.95 | 51950 | 987.05 | 2.222% | 21.9344 | 899.3122 | 139.6878
10141103 | GMT | TRANSFORMADOR | PT164 | TRANSFORMADOR MARCA:BROWN BOVERI Badem PT164 PT164 | Auto Industrial Pioneiros | PT164 | BEIRA | SOFALA |  | 693124 | 7807122 | 200 | 6.6 | 0.4 | 3 | 1944 | BROWN BOVERI Badem | 74203 | 572 | 45 | 88.9778 | 483.0222 | 483022.2222 |  | 5 | 28.6 | 28600 | 543.4 | 2.222% | 12.0756 | 495.0978 | 76.9022
10141103 | PMT | TRANSFORMADOR | PTS 09 | TRANSFORMADOR MARCA: Free State Transformers Inhambane PTS 09 |  | Inhambane | Inhambane |  |  | 35,38308 | -23,87742 | 200 | 33 | 0.4 | 3Φ | 1944 | Free State Transformers | 1. SKOU452C/10 & 2. TB 1509150 | 991 | 45 | 154.1556 | 836.8444 | 836844.4444 | Past assigned age - added 5 years | 5 | 49.55 | 49550 | 941.45 | 2.222% | 20.9211 | 857.7656 | 133.2344
10141103 | PMT | TRANSFORMADOR | AGCHI/PT17 | TRANSFORMADOR MARCA:ENAE AGCHI/PT17 AGCHI/PT17 | Chindegue (Localidade) | AGCHI/PT17 | CHIMOIO | MANICA | Moagem Vurande | S19 15 59,27 | E033 28 50,11 | 30 | 22 | 0.4 | 3 | 1950 | ENAE | SP-HIP | 433 | 45 | 67.3556 | 365.6444 | 365644.4444 |  | 5 | 21.65 | 21650 | 411.35 | 2.222% | 9.1411 | 374.7856 | 58.2144
10141103 | GMT | TRANSFORMADOR | PT170 | TRANSFORMADOR MARCA:Sachsenwelk PT170 PT170 | Fábrica de Malhas Munhava | PT170 | BEIRA | SOFALA |  | 693877.1 | 7807676.5 | 100 | 6.6 | 0.4 | 3 | 1957 | Sachsenwelk | 16111 | 763 | 45 | 118.6889 | 644.3111 | 644311.1111 |  | 5 | 38.15 | 38150 | 724.85 | 2.222% | 16.1078 | 660.4189 | 102.5811
10141103 | GMT | TRANSFORMADOR | PT110 | TRANSFORMADOR MARCA:Efacec PT110 PT110 | Móveis Castela Manga | PT110 | BEIRA | SOFALA |  | 695781.4 | 7811335.6 | 100 | 22 | 0.4 | 3 | 1958 | Efacec | 18154 | 763 | 45 | 118.6889 | 644.3111 | 644311.1111 |  | 5 | 38.15 | 38150 | 724.85 | 2.222% | 16.1078 | 660.4189 | 102.5811
10141103 | PMT | TRANSFORMADOR | PTS 81 | TRANSFORMADOR MARCA:ENGLISH ELECTRIC PTS 81 PTS 81 |  | PTS 81 | Matola | Matola G |  | 32.441923 | -25.920753 | 500 | 33 | 0.4 | 3Ø | 1958 | ENGLISH ELECTRIC | F05040/1 | 1200 | 45 | 186.6667 | 1013.3333 | 1013333.3333 |  | 5 | 60 | 60000 | 1140 | 2.222% | 25.3333 | 1038.6667 | 161.3333
10141103 | GMT | TRANSFORMADOR | PT29 | TRANSFORMADOR MARCA:Lepper PT29 PT29 | Em Frente as Oficinas da DANMO | PT29 | BEIRA | SOFALA |  | 693063.6 | 7804669.9 | 315 | 6.6 | 0.4 | 3 | 1959 | Lepper | 85148 | 840 | 45 | 130.6667 | 709.3333 | 709333.3333 |  | 5 | 42 | 42000 | 798 | 2.222% | 17.7333 | 727.0667 | 112.9333
10141103 | GMT | TRANSFORMADOR | PT102 | TRANSFORMADOR MARCA:Sachsenweir PT102 PT102 | Depósito da Coca-cola Vaz | PT102 | BEIRA | SOFALA |  | 695628.3 | 7810814.3 | 150 | 22 | 0.4 | 3 | 1959 | Sachsenweir | 17839 B | 572 | 45 | 88.9778 | 483.0222 | 483022.2222 |  | 5 | 28.6 | 28600 | 543.4 | 2.222% | 12.0756 | 495.0978 | 76.9022
10141103 | GMT | TRANSFORMADOR | PTS 25 | TRANSFORMADOR MARCA:EFACEC PTS 25 PTS 25 |  | PTS 25 | Maputo City |  | Fillipe S. Magaia |  |  | 500 | 11 | 0.4 | 3Ø | 1960 | EFACEC | 2972 | 1016 | 45 | 158.0444 | 857.9556 | 857955.5556 |  | 5 | 50.8 | 50800 | 965.2 | 2.222% | 21.4489 | 879.4044 | 136.5956
10141103 | GMT | TRANSFORMADOR | PTS 153 | TRANSFORMADOR MARCA:Metropolitan Vickers PTS 153 PTS 153 |  | PTS 153 | Maputo City |  | Samora Machael |  |  | 250 | 11 | 0.4 | 3Ø | 1960 | Metropolitan Vickers | 192463 | 840 | 45 | 130.6667 | 709.3333 | 709333.3333 |  | 5 | 42 | 42000 | 798 | 2.222% | 17.7333 | 727.0667 | 112.9333
10141103 | GMT | TRANSFORMADOR |  | TRANSFORMADOR MARCA:EFACEC Indoor Substation 1 | SOFALA | Indoor Substation 1 | Beira | MAQUINIO |  | S 019°50'9,66" | E 034°50'27,09 | 5000 | 22 | 6.6 | 3 | 1963 | EFACEC | TF/G63/259 | 20419 | 45 | 3176.2889 | 17242.7111 | 17242711.1111 |  | 5 | 1020.95 | 1020950 | 19398.05 | 2.222% | 431.0678 | 17673.7789 | 2745.2211
10141103 | GMT | TRANSFORMADOR |  | TRANSFORMADOR MARCA:EFACEC Indoor Substation 5 | SOFALA | Indoor Substation 5 | Beira | Munhava | n/a | S 19°49'50,51" | E 034°50'24,33" | 5000 | 22 | 6.6 | 3 | 1963 | EFACEC | TF/G63/258 | 20419 | 45 | 3176.2889 | 17242.7111 | 17242711.1111 |  | 5 | 1020.95 | 1020950 | 19398.05 | 2.222% | 431.0678 | 17673.7789 | 2745.2211
10141103 | MS | MINISUBESTAÇÃO | PT 46 | MINISUBESTAÇÃO MARCA:EFACEC PT 46 PT 46 |  | PT 46 | Maputo City |  | Rua Das Estancias |  |  | 500 | 11 | 0.4 | 3Ø | 1964 | EFACEC | 11983 | 2426 | 45 | 377.3778 | 2048.6222 | 2048622.2222 |  | 5 | 121.3 | 121300 | 2304.7 | 2.222% | 51.2156 | 2099.8378 | 326.1622
10141103 | GMT | TRANSFORMADOR | PT15 | TRANSFORMADOR MARCA:Abardare PT15 PT15 | Avenida 24 de Julho Matacuane(Ponto Final) | PT15 | BEIRA | SOFALA |  | 694432.4 | 7806208.8 | 500 | 6.6 | 0.4 | 3 | 1964 | Abardare | 4535 | 1016 | 45 | 158.0444 | 857.9556 | 857955.5556 |  | 5 | 50.8 | 50800 | 965.2 | 2.222% | 21.4489 | 879.4044 | 136.5956
10141103 | AT | TRANSFORMADOR AUXILIAR |  | TRANSFORMADOR AUXILIAR MARCA:13495S CHIMOIO 1 |  | CHIMOIO 1 | CHIMOIO 1 |  |  | S19ᵒ07'46,12" | E033ᵒ29'15,71" | 200 | 6.6 | 0.4 | 3Φ | 1964 | 13495S | 13495S | 572 | 45 | 88.9778 | 483.0222 | 483022.2222 |  | 5 | 28.6 | 28600 | 543.4 | 2.222% | 12.0756 | 495.0978 | 76.9022
10141103 | MS | MINISUBESTAÇÃO | PT 95 | MINISUBESTAÇÃO MARCA:EFACEC PT 95 PT 95 |  | PT 95 | Mabukwane |  |  |  |  | 630 | 11 | 0.4 | 3Ø | 1965 | EFACEC | K001541.08 | 2772 | 45 | 431.2 | 2340.8 | 2340800 |  | 5 | 138.6 | 138600 | 2633.4 | 2.222% | 58.52 | 2399.32 | 372.68
10141103 | MS | MINISUBESTAÇÃO | PT 10 | MINISUBESTAÇÃO MARCA:EFACEC PT 10 PT 10 |  | PT 10 | Maputo City |  | " |  |  | 500 | 11 | 0.4 | 3Ø | 1965 | EFACEC | 2792 | 2426 | 45 | 377.3778 | 2048.6222 | 2048622.2222 |  | 5 | 121.3 | 121300 | 2304.7 | 2.222% | 51.2156 | 2099.8378 | 326.1622
10141103 | MS | MINISUBESTAÇÃO | PT 11 | MINISUBESTAÇÃO MARCA:EFACEC PT 11 PT 11 |  | PT 11 | Maputo City |  | Josina Machael |  |  | 630 | 11 | 0.4 | 3Ø | 1965 | EFACEC | 11244 | 2772 | 45 | 431.2 | 2340.8 | 2340800 |  | 5 | 138.6 | 138600 | 2633.4 | 2.222% | 58.52 | 2399.32 | 372.68
10141103 | MS | MINISUBESTAÇÃO | PT 134 | MINISUBESTAÇÃO MARCA:EFACEC PT 134 PT 134 |  | PT 134 | Maxaquene |  |  |  |  | 630 | 11 | 0.4 | 3Ø | 1965 | EFACEC |  | 2772 | 45 | 431.2 | 2340.8 | 2340800 |  | 5 | 138.6 | 138600 | 2633.4 | 2.222% | 58.52 | 2399.32 | 372.68
10141103 | GMT | TRANSFORMADOR | PTS 54 | TRANSFORMADOR MARCA: PTS 54 PTS 54 |  | PTS 54 | Maputo City |  | Eduardo Mondlane |  |  | 500 | 11 | 0.4 | 3Ø | 1965 |  |  | 1016 | 45 | 158.0444 | 857.9556 | 857955.5556 |  | 5 | 50.8 | 50800 | 965.2 | 2.222% | 21.4489 | 879.4044 | 136.5956
10141103 | GMT | TRANSFORMADOR | PT23 | TRANSFORMADOR MARCA:Motra/Sabuco PT23 PT23 | Mogás - Rua Algarve Pioneiros | PT23 | BEIRA | SOFALA |  | 693523.5 | 7807569 | 315 | 6.6 | 0.4 | 3 | 1965 | Motra/Sabuco | 10 | 840 | 45 | 130.6667 | 709.3333 | 709333.3333 |  | 5 | 42 | 42000 | 798 | 2.222% | 17.7333 | 727.0667 | 112.9333
10141103 | GMT | TRANSFORMADOR | PT36 | TRANSFORMADOR MARCA:Motra Sabuco PT36 PT36 | Rua João de Queiróz(Palmeiras I Casa dos Prof. de IICB) | PT36 | BEIRA | SOFALA |  | 694498.6 | 7804291.3 | 315 | 6.6 | 0.4 | 3 | 1965 | Motra Sabuco | 2974 | 840 | 45 | 130.6667 | 709.3333 | 709333.3333 |  | 5 | 42 | 42000 | 798 | 2.222% | 17.7333 | 727.0667 | 112.9333
10141103 | GMT | TRANSFORMADOR | PT79 | TRANSFORMADOR MARCA:Motra Sabuco PT79 PT79 | Diário de Moçambique Baixa | PT79 | BEIRA | SOFALA |  | 692619.8 | 7805581.2 | 315 | 6.6 | 0.4 | 3 | 1965 | Motra Sabuco | Lel 2977 | 840 | 45 | 130.6667 | 709.3333 | 709333.3333 |  | 5 | 42 | 42000 | 798 | 2.222% | 17.7333 | 727.0667 | 112.9333
10141103 | GMT | TRANSFORMADOR | PT150 | TRANSFORMADOR MARCA:Motra - Sabugo PT150 PT150 | Esturro 6 ͣ Rua | PT150 | BEIRA | SOFALA |  | 694148.1 | 7805634.4 | 315 | 6.6 | 0.4 | 3 | 1965 | Motra - Sabugo | LEL 2975 | 840 | 45 | 130.6667 | 709.3333 | 709333.3333 |  | 5 | 42 | 42000 | 798 | 2.222% | 17.7333 | 727.0667 | 112.9333
10141103 | GMT | TRANSFORMADOR | #REF! | #REF! |  | MONAPO | Ilha de Moc. | Museu/ Municipio |  | 15°02.106 | 40°44.020 | 500 | 11KV | 400V | 3 | 1966 |  |  | 1016 | 45 | 158.0444 | 857.9556 | 857955.5556 | Past assigned age - added 5 years | 5 | 50.8 | 50800 | 965.2 | 2.222% | 21.4489 | 879.4044 | 136.5956
10141103 | GMT | TRANSFORMADOR | #REF! | #REF! |  | MONAPO | Ilha de Moc. | Museu/ Municipio |  | 15°02.106 | 40°44.020 | 500 | 11KV | 400V | 3 | 1966 | TSA | 112400 | 1016 | 45 | 158.0444 | 857.9556 | 857955.5556 | Past assigned age - added 5 years | 5 | 50.8 | 50800 | 965.2 | 2.222% | 21.4489 | 879.4044 | 136.5956
10141103 | GMT | TRANSFORMADOR | PT 90 | TRANSFORMADOR MARCA:MOTRA PT 90 | Mashava |  | Maputo |  |  | 32,4611793 | -25,8992362 | 250 | 33 | 0,4 | 3Φ | 1966 | MOTRA | LEL3172 | 991 | 45 | 154.1556 | 836.8444 | 836844.4444 |  | 5 | 49.55 | 49550 | 941.45 | 2.222% | 20.9211 | 857.7656 | 133.2344
10141103 | MS | MINISUBESTAÇÃO | PTS 40 | MINISUBESTAÇÃO MARCA:EFACEC PTS 40 PTS 40 |  | PTS 40 | Maputo City |  | 24 de Julho/ V. Lennin |  |  | 500 | 11 | 0.4 | 3Ø | 1967 | EFACEC | 11974 | 2426 | 45 | 377.3778 | 2048.6222 | 2048622.2222 |  | 5 | 121.3 | 121300 | 2304.7 | 2.222% | 51.2156 | 2099.8378 | 326.1622
10141103 | MS | MINISUBESTAÇÃO | PT 16 | MINISUBESTAÇÃO MARCA: PT 16 PT 16 |  | PT 16 | Maputo City |  |  |  |  | 500 | 11 | 0.4 | 3Ø | 1967 |  |  | 2426 | 45 | 377.3778 | 2048.6222 | 2048622.2222 |  | 5 | 121.3 | 121300 | 2304.7 | 2.222% | 51.2156 | 2099.8378 | 326.1622
10141103 | MS | MINISUBESTAÇÃO | PT 387 | MINISUBESTAÇÃO MARCA: PT 387 PT 387 |  | PT 387 | Maputo City |  |  |  |  | 500 | 11 | 0.4 | 3Ø | 1967 |  |  | 2426 | 45 | 377.3778 | 2048.6222 | 2048622.2222 |  | 5 | 121.3 | 121300 | 2304.7 | 2.222% | 51.2156 | 2099.8378 | 326.1622
10141103 | MS | MINISUBESTAÇÃO | PT 17A | MINISUBESTAÇÃO MARCA: PT 17A PT 17A |  | PT 17A | Maputo City |  |  |  |  | 500 | 11 | 0.4 | 3Ø | 1967 |  |  | 2426 | 45 | 377.3778 | 2048.6222 | 2048622.2222 |  | 5 | 121.3 | 121300 | 2304.7 | 2.222% | 51.2156 | 2099.8378 | 326.1622
10141103 | GMT | TRANSFORMADOR | PTS 42 | TRANSFORMADOR MARCA:First Electric PTS 42 PTS 42 |  | PTS 42 | Maputo City |  |  |  |  | 70 | 11 | 0.4 | 3Ø | 1967 | First Electric | 192455 | 763 | 45 | 118.6889 | 644.3111 | 644311.1111 |  | 5 | 38.15 | 38150 | 724.85 | 2.222% | 16.1078 | 660.4189 | 102.5811
10141103 | GMT | TRANSFORMADOR | PTS 02 | TRANSFORMADOR MARCA:EFACEC PTS 02 PTS 02 |  | PTS 02 | Maputo City |  | Samora Machael |  |  | 500 | 11 | 0.4 | 3Ø | 1967 | EFACEC | 11321 | 1016 | 45 | 158.0444 | 857.9556 | 857955.5556 |  | 5 | 50.8 | 50800 | 965.2 | 2.222% | 21.4489 | 879.4044 | 136.5956
10141103 | GMT | TRANSFORMADOR | PTS 69 | TRANSFORMADOR MARCA:EFACEC PTS 69 PTS 69 |  | PTS 69 | Mabukwane |  |  |  |  | 500 | 11 | 0.4 | 3Ø | 1967 | EFACEC | 11979 | 1016 | 45 | 158.0444 | 857.9556 | 857955.5556 |  | 5 | 50.8 | 50800 | 965.2 | 2.222% | 21.4489 | 879.4044 | 136.5956
10141103 | MS | MINISUBESTAÇÃO | PT 350 | MINISUBESTAÇÃO MARCA: PT 350 PT 350 |  | PT 350 | Maputo City |  | Hochi Min/Romao F. Farinha |  |  | 500 | 11 | 0.4 | 3Ø | 1968 |  |  | 2426 | 45 | 377.3778 | 2048.6222 | 2048622.2222 |  | 5 | 121.3 | 121300 | 2304.7 | 2.222% | 51.2156 | 2099.8378 | 326.1622
10141103 | GMT | TRANSFORMADOR |  | TRANSFORMADOR MARCA:AEG SE-TETE | TETE | SE-TETE | TETE | MAMBOZY.1 |  | 564339.194 | 8210024.153 | 250 | 33 | 0.4 | 3 | 1968 | AEG | 8839227 | 991 | 45 | 154.1556 | 836.8444 | 836844.4444 |  | 5 | 49.55 | 49550 | 941.45 | 2.222% | 20.9211 | 857.7656 | 133.2344
10141103 | GMT | TRANSFORMADOR | T33 | TRANSFORMADOR MARCA:JOHNSON AND PHILLIPS NACALA T33 |  | NACALA | NACALA |  |  | 14°33'24.851" | 40°40'21.418" | 10000 | 33KV | 11KV | 3 | 1968 | JOHNSON AND PHILLIPS | 5831 | 20419 | 45 | 3176.2889 | 17242.7111 | 17242711.1111 |  | 5 | 1020.95 | 1020950 | 19398.05 | 2.222% | 431.0678 | 17673.7789 | 2745.2211
10141103 | GMT | TRANSFORMADOR | PTS 67 | TRANSFORMADOR MARCA:EFACEC PTS 67 PTS 67 |  | PTS 67 | Maputo City |  |  |  |  | 500 | 11 | 0.4 | 3Ø | 1968 | EFACEC | 11981 | 1016 | 45 | 158.0444 | 857.9556 | 857955.5556 |  | 5 | 50.8 | 50800 | 965.2 | 2.222% | 21.4489 | 879.4044 | 136.5956
10141103 | GMT | TRANSFORMADOR | PTS 96 | TRANSFORMADOR MARCA:EFACEC PTS 96 PTS 96 |  | PTS 96 | Maputo City |  | Karl Marx |  |  | 500 | 11 | 0.4 | 3Ø | 1968 | EFACEC | 2985 | 1016 | 45 | 158.0444 | 857.9556 | 857955.5556 |  | 5 | 50.8 | 50800 | 965.2 | 2.222% | 21.4489 | 879.4044 | 136.5956
10141103 | GMT | TRANSFORMADOR | T33 | TRANSFORMADOR MARCA:JOHNSON AND PHILLIPS NACALA T33 |  | NACALA | NACALA |  |  | 14°33'24.851" | 40°40'21.418" | 10000 | 33KV | 11KV | 3 | 1968 | JOHNSON AND PHILLIPS | 5831 | 20419 | 45 | 3176.2889 | 17242.7111 | 17242711.1111 |  | 5 | 1020.95 | 1020950 | 19398.05 | 2.222% | 431.0678 | 17673.7789 | 2745.2211
10141103 | AT | TRANSFORMADOR AUXILIAR |  | TRANSFORMADOR AUXILIAR MARCA:MORE TRAFO Indoor Substation 1 | SOFALA | Indoor Substation 1 | Beira | MAQUINIO |  | S 019°50'9,66" | E 034°50'27,09 | 50 | 22 | 0.4 | 3 | 1968 | MORE TRAFO | T962143 | 643 | 45 | 100.0222 | 542.9778 | 542977.7778 |  | 5 | 32.15 | 32150 | 610.85 | 2.222% | 13.5744 | 556.5522 | 86.4478
10141103 | GMT | TRANSFORMADOR | PTS 52 | TRANSFORMADOR MARCA:Morris Awerbuch PTS 52 PTS 52 |  | PTS 52 | Maputo City |  | Z. Manganhela |  |  | 500 | 11 | 0.4 | 3Ø | 1969 | Morris Awerbuch | 7543 | 1016 | 45 | 158.0444 | 857.9556 | 857955.5556 |  | 5 | 50.8 | 50800 | 965.2 | 2.222% | 21.4489 | 879.4044 | 136.5956
10141103 | GMT | TRANSFORMADOR | PTS 51 | TRANSFORMADOR MARCA:STROMBERG PTS 51 PTS 51 |  | PTS 51 | Mabukwane |  |  |  |  | 750 | 11 | 0.4 | 3Ø | 1969 | STROMBERG | 532181 | 1525 | 45 | 237.2222 | 1287.7778 | 1287777.7778 |  | 5 | 76.25 | 76250 | 1448.75 | 2.222% | 32.1944 | 1319.9722 | 205.0278
10141103 | GMT | TRANSFORMADOR |  | TRANSFORMADOR MARCA:Efcec SE2 |  | SE2 | Maputo | Malanga | Oua |  |  | 25 000 | 33 | 10,5 | 3 | 1969 | Efcec | 7650 C | 30011 | 45 | 4668.3778 | 25342.6222 | 25342622.2222 |  | 5 | 1500.55 | 1500550 | 28510.45 | 2.222% | 633.5656 | 25976.1878 | 4034.8122
10141103 | AT | TRANSFORMADOR AUXILIAR |  | TRANSFORMADOR AUXILIAR MARCA:T3NUK MATUNDO | TETE | MATUNDO | TETE | TETE |  | S16°8'21.93” | E33°36'52.92” | 160 | 66 | 0.4 | 3 | 1969 | T3NUK | 5506332 | 1039 | 45 | 161.6222 | 877.3778 | 877377.7778 |  | 5 | 51.95 | 51950 | 987.05 | 2.222% | 21.9344 | 899.3122 | 139.6878
10141103 | AT | TRANSFORMADOR AUXILIAR |  | TRANSFORMADOR AUXILIAR MARCA:English electric Se1 |  | Se1 | Maputo | B central |  |  |  | 40 | 10.5 | 0.4 | 3 | 1969 | English electric | R20802/1 | 643 | 45 | 100.0222 | 542.9778 | 542977.7778 |  | 5 | 32.15 | 32150 | 610.85 | 2.222% | 13.5744 | 556.5522 | 86.4478
10141103 | AT | TRANSFORMADOR AUXILIAR |  | TRANSFORMADOR AUXILIAR MARCA:English electric Se1 |  | Se1 | Maputo | B central |  |  |  | 40 | 10.5 | 0.4 | 3 | 1969 | English electric | R20802/2 | 643 | 45 | 100.0222 | 542.9778 | 542977.7778 |  | 5 | 32.15 | 32150 | 610.85 | 2.222% | 13.5744 | 556.5522 | 86.4478
10141103 | GMT | TRANSFORMADOR |  | TRANSFORMADOR MARCA:MOTRA Indoor Substation 1 | SOFALA | Indoor Substation 1 | Beira | MAQUINIO | n/a | S 019°50'9,66" | E 034°50'27,09 | 5000 | 22 | 6.6 | 3 | 1970 | MOTRA | LEL5352 | 20419 | 45 | 3176.2889 | 17242.7111 | 17242711.1111 |  | 5 | 1020.95 | 1020950 | 19398.05 | 2.222% | 431.0678 | 17673.7789 | 2745.2211
10141103 | GMT | TRANSFORMADOR | PT46 | TRANSFORMADOR MARCA:Motra/Sabuco PT46 PT46 | Indústria Moçambica de Aço Maquinino | PT46 | BEIRA | SOFALA |  | 692522.6 | 7806387.5 | 160 | 6.6 | 0.4 | 3 | 1970 | Motra/Sabuco | Lel 5829 | 572 | 45 | 88.9778 | 483.0222 | 483022.2222 |  | 5 | 28.6 | 28600 | 543.4 | 2.222% | 12.0756 | 495.0978 | 76.9022
10141103 | GMT | TRANSFORMADOR | PT148 | TRANSFORMADOR MARCA:Motra - Sabuco PT148 PT148 | Transcarga(Matacuane TPB) | PT148 | BEIRA | SOFALA |  | 695433.2 | 7805803 | 160 | 6.6 | 0.4 | 3 | 1970 | Motra - Sabuco | LEL 5828 | 572 | 45 | 88.9778 | 483.0222 | 483022.2222 |  | 5 | 28.6 | 28600 | 543.4 | 2.222% | 12.0756 | 495.0978 | 76.9022
10141103 | GMT | TRANSFORMADOR | PT171 | TRANSFORMADOR MARCA:Motra/Sabuco PT171 PT171 | Prédio Parbhu Maquinino | PT171 | BEIRA | SOFALA |  | 692609.1 | 7806242.6 | 200 | 6.6 | 0.4 | 3 | 1970 | Motra/Sabuco | 5820 | 572 | 45 | 88.9778 | 483.0222 | 483022.2222 |  | 5 | 28.6 | 28600 | 543.4 | 2.222% | 12.0756 | 495.0978 | 76.9022
10141103 | GMT | TRANSFORMADOR | AGCHI/PT45 | TRANSFORMADOR MARCA:MOTRA SABUGO AGCHI/PT45 AGCHI/PT45 | TEXTAFRICA B | AGCHI/PT45 | CHIMOIO | MANICA |  | S19 08 02,35 | E033 29 50,96 | 400 | 6.6 | 0.4 | 3 | 1970 | MOTRA SABUGO | LEL5792 | 899 | 45 | 139.8444 | 759.1556 | 759155.5556 |  | 5 | 44.95 | 44950 | 854.05 | 2.222% | 18.9789 | 778.1344 | 120.8656
10141103 | GMT | TRANSFORMADOR | PTS 11 | TRANSFORMADOR MARCA:EFACEC PTS 11 PTS 11 |  | PTS 11 | Maputo City |  | Fillipe S. Magaia |  |  | 500 | 11 | 0.4 | 3Ø | 1970 | EFACEC | 3256 | 1016 | 45 | 158.0444 | 857.9556 | 857955.5556 |  | 5 | 50.8 | 50800 | 965.2 | 2.222% | 21.4489 | 879.4044 | 136.5956
10141103 | GMT | TRANSFORMADOR | PTS 32 | TRANSFORMADOR MARCA:ENAE (Siemens license) PTS 32 PTS 32 |  | PTS 32 | Maputo City |  | Eduardo Mondlane |  |  | 200 | 11 | 0.4 | 3Ø | 1970 | ENAE (Siemens license) | 1272 | 572 | 45 | 88.9778 | 483.0222 | 483022.2222 |  | 5 | 28.6 | 28600 | 543.4 | 2.222% | 12.0756 | 495.0978 | 76.9022
10141103 | MS | MINISUBESTAÇÃO | PT92 | MINISUBESTAÇÃO MARCA:Motra PT92 PT92 | Av.do Centro Comercial Macuti | PT92 | BEIRA | SOFALA |  | 696595.3 | 7804117.2 | 315 | 6.6 | 0.4 | 3 | 1971 | Motra | NO SERIAL NUMBER | 1213 | 45 | 188.6889 | 1024.3111 | 1024311.1111 |  | 5 | 60.65 | 60650 | 1152.35 | 2.222% | 25.6078 | 1049.9189 | 163.0811
10141103 | MS | MINISUBESTAÇÃO | PT 261 | MINISUBESTAÇÃO MARCA:ASEA PT 261 PT 261 |  | PT 261 | Mabukwane |  |  |  |  | 300 | 11 | 0.4 | 3Ø | 1971 | ASEA | 34510 | 1213 | 45 | 188.6889 | 1024.3111 | 1024311.1111 |  | 5 | 60.65 | 60650 | 1152.35 | 2.222% | 25.6078 | 1049.9189 | 163.0811
10141103 | GMT | TRANSFORMADOR | T3 | TRANSFORMADOR MARCA:MOTRA NAMPULA CENTRAL T3 |  | NAMPULA CENTRAL | NAMPULA |  |  | S15°6'51.028" | E039°15'10.387" | 1500 | 11KV | 5.5KV | 3 | 1971 | MOTRA | LEL64A | 20419 | 45 | 3176.2889 | 17242.7111 | 17242711.1111 |  | 5 | 1020.95 | 1020950 | 19398.05 | 2.222% | 431.0678 | 17673.7789 | 2745.2211
10141103 | GMT | TRANSFORMADOR | PT90 | TRANSFORMADOR MARCA:Motra Sabuco PT90 PT90 | Rua Pêro da Covilhã Matacuane | PT90 | BEIRA | SOFALA |  | 695253.5 | 7805752.3 | 200 | 6.6 | 0.4 | 3 | 1971 | Motra Sabuco | 6775 | 572 | 45 | 88.9778 | 483.0222 | 483022.2222 |  | 5 | 28.6 | 28600 | 543.4 | 2.222% | 12.0756 | 495.0978 | 76.9022
10141103 | GMT | TRANSFORMADOR | PT134 | TRANSFORMADOR MARCA:Motra/Sabuco PT134 PT134 | Avenida Samora Machel (TPB) | PT134 | BEIRA | SOFALA |  | 693290.3 | 7806401.2 | 315 | 6.6 | 0.4 | 3 | 1971 | Motra/Sabuco | Lel 6776 | 840 | 45 | 130.6667 | 709.3333 | 709333.3333 |  | 5 | 42 | 42000 | 798 | 2.222% | 17.7333 | 727.0667 | 112.9333
10141103 | GMT | TRANSFORMADOR | PT141 | TRANSFORMADOR MARCA:Motra/Sabuco PT141 PT141 | Setec-Avenida Base Ntchinga | PT141 | BEIRA | SOFALA |  | 693277.4 | 7807756.2 | 200 | 6.6 | 0.4 | 3 | 1971 | Motra/Sabuco | 6774 | 572 | 45 | 88.9778 | 483.0222 | 483022.2222 |  | 5 | 28.6 | 28600 | 543.4 | 2.222% | 12.0756 | 495.0978 | 76.9022
10141103 | GMT | TRANSFORMADOR | PT146 | TRANSFORMADOR MARCA:Motra - Sabuco PT146 PT146 | Prédio Nauticus(Grelha) Ponta-Gêa | PT146 | BEIRA | SOFALA |  | 692485.5 | 7805348 | 315 | 6.6 | 0.4 | 3 | 1971 | Motra - Sabuco | 6778 | 840 | 45 | 130.6667 | 709.3333 | 709333.3333 |  | 5 | 42 | 42000 | 798 | 2.222% | 17.7333 | 727.0667 | 112.9333
10141103 | GMT | TRANSFORMADOR | PT167 | TRANSFORMADOR MARCA:Motra PT167 PT167 | Mini-Golfe PalmeirasI | PT167 | BEIRA | SOFALA |  | 694877.5 | 7804236 | 315 | 6.6 | 0.4 | 3 | 1971 | Motra | 6779 | 840 | 45 | 130.6667 | 709.3333 | 709333.3333 |  | 5 | 42 | 42000 | 798 | 2.222% | 17.7333 | 727.0667 | 112.9333
10141103 | PMT | TRANSFORMADOR | AGCBT/PTS0189 | TRANSFORMADOR MARCA:MOTRA AGCBT/PTS0189 AGCBT/PTS0189 | Jantigue Padaria | AGCBT/PTS0189 | GESTÃO ZSC DE CHIBUTO | Gaza |  | 24° 42.866 | 033° 39.766 | 50 | 33 | 0.4 | 3 | 1971 | MOTRA | 10321102/04 | 643 | 45 | 100.0222 | 542.9778 | 542977.7778 | Past assigned age - added 5 years | 5 | 32.15 | 32150 | 610.85 | 2.222% | 13.5744 | 556.5522 | 86.4478
10141103 | PMT | TRANSFORMADOR | PT219 | TRANSFORMADOR MARCA:Motra Sabuco PT219 PT219 | Régulo Luís-Escola Primária | PT219 | BEIRA | SOFALA |  | 701736.4 | 7808895.3 | 160 | 22 | 0.4 | 3 | 1971 | Motra Sabuco | 6715 | 572 | 45 | 88.9778 | 483.0222 | 483022.2222 |  | 5 | 28.6 | 28600 | 543.4 | 2.222% | 12.0756 | 495.0978 | 76.9022
10141103 | PMT | TRANSFORMADOR | AGCHI/PT18 | TRANSFORMADOR MARCA:MOTRA SABUGO AGCHI/PT18 AGCHI/PT18 | MOAGEM TOBIAS DIA | AGCHI/PT18 | CHIMOIO | MANICA |  | S19 07 21,02 | E033 27 04,94 | 250 | 22 | 0.4 | 3 | 1971 | MOTRA SABUGO | AKOUM508N/20 | 953 | 45 | 148.2444 | 804.7556 | 804755.5556 |  | 5 | 47.65 | 47650 | 905.35 | 2.222% | 20.1189 | 824.8744 | 128.1256
10141103 | PMT | TRANSFORMADOR | PTS 749 | TRANSFORMADOR MARCA:PAUWELS PTS 749 PTS 749 |  | PTS 749 | Boane | Massaca |  | 32.279325 | -25.071639 | 250 | 33 | 0.4 | 3Ø | 1971 | PAUWELS | 2309088 | 991 | 45 | 154.1556 | 836.8444 | 836844.4444 |  | 5 | 49.55 | 49550 | 941.45 | 2.222% | 20.9211 | 857.7656 | 133.2344
10141103 | PMT | TRANSFORMADOR | PT 652 | TRANSFORMADOR MARCA:Morris Awerbuch PT 652 |  |  | Manhica |  |  | 32,7309197 | -25,4191147 | 100 | 33 | 0.4 | 3Φ | 1971 | Morris Awerbuch | 8070 | 763 | 45 | 118.6889 | 644.3111 | 644311.1111 |  | 5 | 38.15 | 38150 | 724.85 | 2.222% | 16.1078 | 660.4189 | 102.5811
10141103 | RMU | TRANSFORMADOR | PT 70 | TRANSFORMADOR MARCA:ASEA PT 70 PT 70 |  | PT 70 | Maputo City |  | Samora Machael |  |  | 300 | 11 | 0.4 | 3Ø | 1971 | ASEA |  | 991 | 45 | 154.1556 | 836.8444 | 836844.4444 |  | 5 | 49.55 | 49550 | 941.45 | 2.222% | 20.9211 | 857.7656 | 133.2344
10141103 | MS | MINISUBESTAÇÃO | PT98 | MINISUBESTAÇÃO MARCA:Efacec PT98 PT98 | Rua Governador Augusto Castilho | PT98 | BEIRA | SOFALA |  | 692173 | 7805892.7 | 500 | 6.6 | 0.4 | 3 | 1972 | Efacec | 13236 | 2426 | 45 | 377.3778 | 2048.6222 | 2048622.2222 |  | 5 | 121.3 | 121300 | 2304.7 | 2.222% | 51.2156 | 2099.8378 | 326.1622
10141103 | MS | MINISUBESTAÇÃO | PTS79 | MINISUBESTAÇÃO MARCA:EFACEC PTS79 PTS79 |  | PTS79 | Maputo City |  | Eduardo Mondlane |  |  | 630 | 11 | 0.4 | 3Ø | 1972 | EFACEC | 13488 | 2772 | 45 | 431.2 | 2340.8 | 2340800 |  | 5 | 138.6 | 138600 | 2633.4 | 2.222% | 58.52 | 2399.32 | 372.68
10141103 | MS | MINISUBESTAÇÃO | PT 40 | MINISUBESTAÇÃO MARCA:EFACEC PT 40 PT 40 |  | PT 40 | Mabukwane |  |  |  |  | 630 | 11 | 0.4 | 3Ø | 1972 | EFACEC | 134800 | 2772 | 45 | 431.2 | 2340.8 | 2340800 |  | 5 | 138.6 | 138600 | 2633.4 | 2.222% | 58.52 | 2399.32 | 372.68
10141103 | MS | MINISUBESTAÇÃO | PT 88 | MINISUBESTAÇÃO MARCA:Morris Awerbuch Jhb PT 88 |  |  | Maputo |  |  | 32,5873497 | -25,9782868 | 630 | 11 | 0,4 | 3Φ | 1972 | Morris Awerbuch Jhb | 8246 | 2772 | 45 | 431.2 | 2340.8 | 2340800 |  | 5 | 138.6 | 138600 | 2633.4 | 2.222% | 58.52 | 2399.32 | 372.68
10141103 | MS | MINISUBESTAÇÃO | PT 72 | MINISUBESTAÇÃO MARCA: PT 72 |  |  | Maputo |  |  | 32,5896561 | -25,9821616 | 630 | 11 | 0,4 | 3Φ | 1972 |  |  | 2772 | 45 | 431.2 | 2340.8 | 2340800 |  | 5 | 138.6 | 138600 | 2633.4 | 2.222% | 58.52 | 2399.32 | 372.68
10141103 | MS | MINISUBESTAÇÃO | PT337 | MINISUBESTAÇÃO MARCA: PT337 PT337 |  | PT337 | Maputo City |  |  |  |  | 500 | 11 | 0.4 | 3Ø | 1972 |  |  | 2426 | 45 | 377.3778 | 2048.6222 | 2048622.2222 |  | 5 | 121.3 | 121300 | 2304.7 | 2.222% | 51.2156 | 2099.8378 | 326.1622
10141103 | GMT | TRANSFORMADOR | T12 | TRANSFORMADOR MARCA:MOTRA NAMPULA CENTRAL T12 |  | NAMPULA CENTRAL | NAMPULA |  |  | S15°6'51.028" | E039°15'10.387" | 2500 | 11KV | 5.5KV | 3 | 1972 | MOTRA | LEL7318 | 20419 | 45 | 3176.2889 | 17242.7111 | 17242711.1111 |  | 5 | 1020.95 | 1020950 | 19398.05 | 2.222% | 431.0678 | 17673.7789 | 2745.2211
10141103 | GMT | TRANSFORMADOR | PT20 | TRANSFORMADOR MARCA:EFACEC PT20 PT20 | Cinema Nacional Baixa | PT20 | BEIRA | SOFALA |  | 692040.1 | 7806334.7 | 500 | 6.6 | 0.4 | 3 | 1972 | EFACEC | 13237 | 1016 | 45 | 158.0444 | 857.9556 | 857955.5556 |  | 5 | 50.8 | 50800 | 965.2 | 2.222% | 21.4489 | 879.4044 | 136.5956
10141103 | GMT | TRANSFORMADOR | PT25 | TRANSFORMADOR MARCA:EFACEC PT25 PT25 | Rua de Algarve(Antiga Socie. Mercantil) | PT25 | BEIRA | SOFALA |  | 693158 | 7806897.4 | 500 | 6.6 | 0.4 | 3 | 1972 | EFACEC | 13238 | 1016 | 45 | 158.0444 | 857.9556 | 857955.5556 |  | 5 | 50.8 | 50800 | 965.2 | 2.222% | 21.4489 | 879.4044 | 136.5956
10141103 | GMT | TRANSFORMADOR | PT27 | TRANSFORMADOR MARCA:EFACEC PT27 PT27 | Conselho Municipal da Beira | PT27 | BEIRA | SOFALA |  | 695199.2 | 7804928.6 | 500 | 6.6 | 0.4 | 3 | 1972 | EFACEC | 3951/9139 | 1016 | 45 | 158.0444 | 857.9556 | 857955.5556 |  | 5 | 50.8 | 50800 | 965.2 | 2.222% | 21.4489 | 879.4044 | 136.5956
10141103 | GMT | TRANSFORMADOR | PT37 | TRANSFORMADOR MARCA:Efacec PT37 PT37 | Recinto do Quartel do Matacuane | PT37 | BEIRA | SOFALA |  | 686272 | 7823327 | 200 | 6.6 | 0.4 | 3 | 1972 | Efacec | 13247 | 572 | 45 | 88.9778 | 483.0222 | 483022.2222 |  | 5 | 28.6 | 28600 | 543.4 | 2.222% | 12.0756 | 495.0978 | 76.9022
10141103 | GMT | TRANSFORMADOR | PT47 | TRANSFORMADOR MARCA:Efacec PT47 PT47 | Prédio Tâmega Baixa | PT47 | BEIRA | SOFALA |  | 692161.4 | 7805974.4 | 630 | 6.6 | 0.4 | 3 | 1972 | Efacec | 13235 | 1016 | 45 | 158.0444 | 857.9556 | 857955.5556 |  | 5 | 50.8 | 50800 | 965.2 | 2.222% | 21.4489 | 879.4044 | 136.5956
10141103 | GMT | TRANSFORMADOR | PT96 | TRANSFORMADOR MARCA:Efacec PT96 PT96 | Avenida Samora Machel Munhava | PT96 | BEIRA | SOFALA |  | 694173.3 | 7807822.7 | 315 | 6.6 | 0.4 | 3 | 1972 | Efacec | 13315 | 840 | 45 | 130.6667 | 709.3333 | 709333.3333 |  | 5 | 42 | 42000 | 798 | 2.222% | 17.7333 | 727.0667 | 112.9333
10141103 | GMT | TRANSFORMADOR | PT109 | TRANSFORMADOR MARCA:Efacec PT109 PT109 | Sometal Manga(Auto Estrada) | PT109 | BEIRA | SOFALA |  | 697439.4 | 7812960.6 | 160 | 22 | 0.4 | 3 | 1972 | Efacec | VDE 0532/8.64 | 572 | 45 | 88.9778 | 483.0222 | 483022.2222 |  | 5 | 28.6 | 28600 | 543.4 | 2.222% | 12.0756 | 495.0978 | 76.9022
10141103 | GMT | TRANSFORMADOR | PT111 | TRANSFORMADOR MARCA:Efacec PT111 PT111 | Cinema Vitória Manga | PT111 | BEIRA | SOFALA |  | 696127.9 | 7811944.8 | 160 | 22 | 0.4 | 3 | 1972 | Efacec | VDE 0532/8.64 | 572 | 45 | 88.9778 | 483.0222 | 483022.2222 |  | 5 | 28.6 | 28600 | 543.4 | 2.222% | 12.0756 | 495.0978 | 76.9022
10141103 | GMT | TRANSFORMADOR | PT129 | TRANSFORMADOR MARCA:Efacec PT129 PT129 | Metalotécnica Munhava | PT129 | BEIRA | SOFALA |  | 693724.1 | 7808085.3 | 200 | 6.6 | 0.4 | 3 | 1972 | Efacec | 8522 | 572 | 45 | 88.9778 | 483.0222 | 483022.2222 |  | 5 | 28.6 | 28600 | 543.4 | 2.222% | 12.0756 | 495.0978 | 76.9022
10141103 | GMT | TRANSFORMADOR | PT135 | TRANSFORMADOR MARCA:Efacec PT135 PT135 | Rua Artur Canto Resende(Maquinino Pred. A Luta Continua) | PT135 | BEIRA | SOFALA |  | 692873.1 | 7806192.9 | 315 | 6.6 | 0.4 | 3 | 1972 | Efacec | 13242 | 840 | 45 | 130.6667 | 709.3333 | 709333.3333 |  | 5 | 42 | 42000 | 798 | 2.222% | 17.7333 | 727.0667 | 112.9333
10141103 | GMT | TRANSFORMADOR | PT144 | TRANSFORMADOR MARCA:EFACEC PT144 PT144 | Transportes Virgínia Munhava | PT144 | BEIRA | SOFALA |  | S 19°49'01,10" | E 034°50'59.21" | 315 | 6.6 | 0.4 | 3 | 1972 | EFACEC | 13240 | 840 | 45 | 130.6667 | 709.3333 | 709333.3333 |  | 5 | 42 | 42000 | 798 | 2.222% | 17.7333 | 727.0667 | 112.9333
10141103 | GMT | TRANSFORMADOR | PT147 | TRANSFORMADOR MARCA:Efacec PT147 PT147 | Prédio Mexicana Ponta-Gêa | PT147 | BEIRA | SOFALA |  | 692807.7 | 7804754.1 | 315 | 6.6 | 0.4 | 3 | 1972 | Efacec | 13246 | 840 | 45 | 130.6667 | 709.3333 | 709333.3333 |  | 5 | 42 | 42000 | 798 | 2.222% | 17.7333 | 727.0667 | 112.9333
10141103 | GMT | TRANSFORMADOR | PT152 | TRANSFORMADOR MARCA:Efacec PT152 PT152 | Prédio Navetur-Rua Costa Serrão | PT152 | BEIRA | SOFALA |  | 692049.3 | 7806419.3 | 315 | 6.6 | 0.4 | 3 | 1972 | Efacec | 13244 | 840 | 45 | 130.6667 | 709.3333 | 709333.3333 |  | 5 | 42 | 42000 | 798 | 2.222% | 17.7333 | 727.0667 | 112.9333
10141103 | GMT | TRANSFORMADOR | PT155 | TRANSFORMADOR MARCA:Efacec PT155 PT155 | Rua do Algarve-Pestrai Pioneiros | PT155 | BEIRA | SOFALA |  | 693298.8 | 7807161.9 | 200 | 6.6 | 0.4 | 3 | 1972 | Efacec | 13248 | 572 | 45 | 88.9778 | 483.0222 | 483022.2222 |  | 5 | 28.6 | 28600 | 543.4 | 2.222% | 12.0756 | 495.0978 | 76.9022
10141103 | GMT | TRANSFORMADOR | PT181 | TRANSFORMADOR MARCA:Enae PT181 PT181 | Prédio Associação Muçulmana Baixa | PT181 | BEIRA | SOFALA |  | 692313.7 | 7805652 | 200 | 6.6 | 0.4 | 3 | 1972 | Enae | SKOU 4526/10 | 572 | 45 | 88.9778 | 483.0222 | 483022.2222 |  | 5 | 28.6 | 28600 | 543.4 | 2.222% | 12.0756 | 495.0978 | 76.9022
10141103 | GMT | TRANSFORMADOR | PTS 94 | TRANSFORMADOR MARCA:EFACEC PTS 94 PTS 94 |  | PTS 94 | Maputo City |  | Zedequias Manganhela Av |  |  | 500 | 11 | 0.4 | 3Ø | 1972 | EFACEC | 30485 | 1016 | 45 | 158.0444 | 857.9556 | 857955.5556 |  | 5 | 50.8 | 50800 | 965.2 | 2.222% | 21.4489 | 879.4044 | 136.5956
10141103 | GMT | TRANSFORMADOR | T12 | TRANSFORMADOR MARCA:MOTRA NAMPULA CENTRAL T12 |  | NAMPULA CENTRAL | NAMPULA |  |  | S15°6'51.028" | E039°15'10.387" | 2500 | 11KV | 5.5KV | 3 | 1972 | MOTRA | LEL7318 | 20419 | 45 | 3176.2889 | 17242.7111 | 17242711.1111 |  | 5 | 1020.95 | 1020950 | 19398.05 | 2.222% | 431.0678 | 17673.7789 | 2745.2211
10141103 | PMT | TRANSFORMADOR | AGCHI/PT15 | TRANSFORMADOR MARCA:EFACEC AGCHI/PT15 AGCHI/PT15 | EPC 3 DE FEVEREIRO | AGCHI/PT15 | CHIMOIO | MANICA | Bairro 3 de Fevereiro | S19 06 59,11 | E033 29 06,59 | 500 | 22 | 0.4 | 3 | 1972 | EFACEC | No Info Label | 1016 | 45 | 158.0444 | 857.9556 | 857955.5556 |  | 5 | 50.8 | 50800 | 965.2 | 2.222% | 21.4489 | 879.4044 | 136.5956
10141103 | PMT | TRANSFORMADOR | AGCHI/PT57 | TRANSFORMADOR MARCA:EFACEC AGCHI/PT57 AGCHI/PT57 | BAIRRO DE FEVEREIRO | AGCHI/PT57 | CHIMOIO | MANICA | Bairro 3 de Fevereiro | S19 07 15,61 | E033 29 02,56 | 200 | 6.6 | 0.4 | 3 | 1972 | EFACEC | NO LABEL ON TRFR | 572 | 45 | 88.9778 | 483.0222 | 483022.2222 |  | 5 | 28.6 | 28600 | 543.4 | 2.222% | 12.0756 | 495.0978 | 76.9022
10141103 | PMT | TRANSFORMADOR | PT (Proximo)R | TRANSFORMADOR MARCA:UNELEC PT (Proximo)R PT (Proximo)R |  | PT (Proximo)R | Magoanine A |  |  | 32.600415 | -25.858457 | 315 | 33 | 0.4 | 3Ø | 1972 | UNELEC | 382358 | 1039 | 45 | 161.6222 | 877.3778 | 877377.7778 |  | 5 | 51.95 | 51950 | 987.05 | 2.222% | 21.9344 | 899.3122 | 139.6878
10141103 | MS | MINISUBESTAÇÃO | PT 98-A | MINISUBESTAÇÃO MARCA:G.E.C PT 98-A PT 98-A | Rua Governador Augusto Castilho | PT 98-A | BEIRA | SOFALA |  | 692177 | 7805892.5 | 300 | 6.6 | 0.4 | 3 | 1973 | G.E.C | 26.2 | 1213 | 45 | 86.2578 | 1126.7422 | 1126742.2222 |  | 1 | 60.65 | 60650 | 1152.35 | 2.222% | 25.6078 | 1152.35 | 60.65
10141103 | GMT | TRANSFORMADOR |  | TRANSFORMADOR MARCA:EFACEC SE MATUNDO | TETE | SE MATUNDO | TETE | VISAO MUND |  | 565763.925 | 8215323.068 | 315 | 6.6 | 0.4 | 3 | 1973 | EFACEC | 14292 | 840 | 45 | 59.7333 | 780.2667 | 780266.6667 |  | 1 | 42 | 42000 | 798 | 2.222% | 17.7333 | 798 | 42
10141103 | GMT | TRANSFORMADOR |  | TRANSFORMADOR MARCA:EFACEC SE-MATUNDO | TETE | SE-MATUNDO | TETE | CHINGODZI |  | 569336.829 | 8218582.016 | 400 | 6.6 | 0.4 | 3 | 1973 | EFACEC | N/A | 899 | 45 | 63.9289 | 835.0711 | 835071.1111 |  | 1 | 44.95 | 44950 | 854.05 | 2.222% | 18.9789 | 854.05 | 44.95
10141103 | GMT | TRANSFORMADOR |  | TRANSFORMADOR MARCA:ITB SE-MATUNDO | TETE | SE-MATUNDO | TETE | E.I.M |  | 565991.942 | 8215771.181 | 500 | 33 | 0.4 | 3 | 1973 | ITB | 15023 | 1200 | 45 | 85.3333 | 1114.6667 | 1114666.6667 |  | 1 | 60 | 60000 | 1140 | 2.222% | 25.3333 | 1140 | 60
10141103 | GMT | TRANSFORMADOR |  | TRANSFORMADOR MARCA:ITB SE-CHIMUARA | TETE | SE-CHIMUARA | MUTARARA | BAUE 2 |  | 723982.948 | 8074187.942 | 160 | 33 | 0.4 | 3 | 1973 | ITB | 774618 | 991 | 45 | 70.4711 | 920.5289 | 920528.8889 |  | 1 | 49.55 | 49550 | 941.45 | 2.222% | 20.9211 | 941.45 | 49.55
10141103 | GMT | TRANSFORMADOR | T2 | TRANSFORMADOR MARCA:EFACEC NAMPULA CENTRAL T2 |  | NAMPULA CENTRAL | NAMPULA |  |  | S15°6'51.028" | E039°15'10.387" | 1500 | 6.6 | 400V | 3 | 1973 | EFACEC | 14856 | 1820 | 45 | 129.4222 | 1690.5778 | 1690577.7778 |  | 1 | 91 | 91000 | 1729 | 2.222% | 38.4222 | 1729 | 91
10141103 | GMT | TRANSFORMADOR | PT5 | TRANSFORMADOR MARCA:EFACEC PT5 PT5 | Praça dos Taxis-Maquinino | PT5 | BEIRA | SOFALA |  | 692488 | 7806118.2 | 500 | 6.6 | 0.4 | 3 | 1973 | EFACEC | 15043 | 1016 | 45 | 72.2489 | 943.7511 | 943751.1111 |  | 1 | 50.8 | 50800 | 965.2 | 2.222% | 21.4489 | 965.2 | 50.8
10141103 | GMT | TRANSFORMADOR | PT6 | TRANSFORMADOR MARCA:EFACEC PT6 PT6 | Rua C.Vermelha Frente ao Tribunal | PT6 | BEIRA | SOFALA |  | 692069.5 | 7806469 | 500 | 6.6 | 0.4 | 3 | 1973 | EFACEC | 5725 | 1016 | 45 | 72.2489 | 943.7511 | 943751.1111 |  | 1 | 50.8 | 50800 | 965.2 | 2.222% | 21.4489 | 965.2 | 50.8
10141103 | GMT | TRANSFORMADOR | PT10 | TRANSFORMADOR MARCA:Enae PT10 PT10 | Cinema 3 de Fevereiro Ponta-Gêa | PT10 | BEIRA | SOFALA |  | 693360.4 | 7804790.4 | 300 | 6.6 | 0.4 | 3 | 1973 | Enae | SP - HIP 504 | 840 | 45 | 59.7333 | 780.2667 | 780266.6667 |  | 1 | 42 | 42000 | 798 | 2.222% | 17.7333 | 798 | 42
10141103 | GMT | TRANSFORMADOR | PT11 | TRANSFORMADOR MARCA:EFACEC PT11 PT11 | Rua Mouzinho de Albuquerque(Palácio Governador) | PT11 | BEIRA | SOFALA |  | 693830.7 | 78043818.6 | 500 | 6.6 | 0.4 | 3 | 1973 | EFACEC | 12052 | 1016 | 45 | 72.2489 | 943.7511 | 943751.1111 |  | 1 | 50.8 | 50800 | 965.2 | 2.222% | 21.4489 | 965.2 | 50.8
10141103 | GMT | TRANSFORMADOR | PT12 | TRANSFORMADOR MARCA:EFACEC PT12 PT12 | Cinema 3 de Fevereiro Ponta-Gêa | PT12 | BEIRA | SOFALA |  | 693360.4 | 7804790.4 | 500 | 6.6 | 0.4 | 3 | 1973 | EFACEC | DISCONNECTED | 1016 | 45 | 72.2489 | 943.7511 | 943751.1111 |  | 1 | 50.8 | 50800 | 965.2 | 2.222% | 21.4489 | 965.2 | 50.8
10141103 | GMT | TRANSFORMADOR | PT16 | TRANSFORMADOR MARCA:Siemens PT16 PT16 | Oficinas da TDM Matacuane | PT16 | BEIRA | SOFALA |  | S 19°49'53.29" | E 034°51'49.64" | 160 | 6.6 | 0.4 | 3 | 1973 | Siemens | T95434 | 572 | 45 | 40.6756 | 531.3244 | 531324.4444 |  | 1 | 28.6 | 28600 | 543.4 | 2.222% | 12.0756 | 543.4 | 28.6
10141103 | GMT | TRANSFORMADOR | PT24 | TRANSFORMADOR MARCA:EFACEC PT24 PT24 | Avenida Base Ntchinga | PT24 | BEIRA | SOFALA |  | S 19°49'11.90" | E 034°50'36.73" | 200 | 6.6 | 0.4 | 3 | 1973 | EFACEC | 9144 | 572 | 45 | 40.6756 | 531.3244 | 531324.4444 |  | 1 | 28.6 | 28600 | 543.4 | 2.222% | 12.0756 | 543.4 | 28.6
10141103 | GMT | TRANSFORMADOR | PT30 | TRANSFORMADOR MARCA:EFACEC PT30 PT30 | Rua Brito Capelo(Ponta-Gêa Casa Ferrox) | PT30 | BEIRA | SOFALA |  | 694619.8 | 7804330.9 | 315 | 6.6 | 0.4 | 3 | 1973 | EFACEC | 5766 | 840 | 45 | 59.7333 | 780.2667 | 780266.6667 |  | 1 | 42 | 42000 | 798 | 2.222% | 17.7333 | 798 | 42
10141103 | GMT | TRANSFORMADOR | PT34 | TRANSFORMADOR MARCA:Lepper PT34 PT34 | Acampamanto Turístico - Macúti | PT34 | BEIRA | SOFALA |  | S 19°50'28.58" | E 034°54'03.20" | 160 | 6.6 | 0.4 | 3 | 1973 | Lepper | 60701/2 | 572 | 45 | 40.6756 | 531.3244 | 531324.4444 |  | 1 | 28.6 | 28600 | 543.4 | 2.222% | 12.0756 | 543.4 | 28.6
10141103 | GMT | TRANSFORMADOR | PT35 | TRANSFORMADOR MARCA:Efacec PT35 PT35 | Rua General E. Galhardo(Esturro Igreja Asse. De Deus) | PT35 | BEIRA | SOFALA |  | S 19°49'44.82" | E 034°51'00.01" | 500 | 6.6 | 0.4 | 3 | 1973 | Efacec | 5723 | 1016 | 45 | 72.2489 | 943.7511 | 943751.1111 |  | 1 | 50.8 | 50800 | 965.2 | 2.222% | 21.4489 | 965.2 | 50.8
10141103 | GMT | TRANSFORMADOR | PT39 | TRANSFORMADOR MARCA:Efacec PT39 PT39 | Prédio Buccellato - Procuradoria | PT39 | BEIRA | SOFALA |  | 692110.9 | 7806105.7 | 300 | 6.6 | 0.4 | 3 | 1973 | Efacec | 3952 | 840 | 45 | 59.7333 | 780.2667 | 780266.6667 |  | 1 | 42 | 42000 | 798 | 2.222% | 17.7333 | 798 | 42
10141103 | GMT | TRANSFORMADOR | PT42 | TRANSFORMADOR MARCA:Efacec PT42 PT42 | Rua Luis Inácio - Rádio Moçambique | PT42 | BEIRA | SOFALA |  | 692144.9 | 7806322.1 | 500 | 6.6 | 0.4 | 3 | 1973 | Efacec | 5724 | 1016 | 45 | 72.2489 | 943.7511 | 943751.1111 |  | 1 | 50.8 | 50800 | 965.2 | 2.222% | 21.4489 | 965.2 | 50.8
10141103 | GMT | TRANSFORMADOR | PT48 | TRANSFORMADOR MARCA:EFACEC PT48 PT48 | Prédio Emose Baixa | PT48 | BEIRA | SOFALA |  | 692100.5 | 7806148.3 | 500 | 6.6 | 0.4 | 3 | 1973 | EFACEC | 12051 | 1016 | 45 | 72.2489 | 943.7511 | 943751.1111 |  | 1 | 50.8 | 50800 | 965.2 | 2.222% | 21.4489 | 965.2 | 50.8
10141103 | GMT | TRANSFORMADOR | PT49 | TRANSFORMADOR MARCA:EFACEC PT49 PT49 | Hotel Militar Macúti | PT49 | BEIRA | SOFALA |  | S 19°50'38.83" | E 034°53'48.36" | 200 | 6.6 | 0.4 | 3 | 1973 | EFACEC | 9141 | 572 | 45 | 40.6756 | 531.3244 | 531324.4444 |  | 1 | 28.6 | 28600 | 543.4 | 2.222% | 12.0756 | 543.4 | 28.6
10141103 | GMT | TRANSFORMADOR | PT54 | TRANSFORMADOR MARCA:EFACEC PT54 PT54 | Rua nº31 - (Manga Capital Food) | PT54 | BEIRA | SOFALA |  | S 19°45'38,80" | E 034°51'48,13" | 630 | 22 | 0.4 | 3 | 1973 | EFACEC | NO = Serial No. | 1016 | 45 | 72.2489 | 943.7511 | 943751.1111 |  | 1 | 50.8 | 50800 | 965.2 | 2.222% | 21.4489 | 965.2 | 50.8
10141103 | GMT | TRANSFORMADOR | PT68 | TRANSFORMADOR MARCA:EFACEC PT68 PT68 | Frescata - Manga | PT68 | BEIRA | SOFALA |  | S 19°46'44.84" | E 034°52'10,52" | 200 | 22 | 0.4 | 3 | 1973 | EFACEC | 6923 | 572 | 45 | 40.6756 | 531.3244 | 531324.4444 |  | 1 | 28.6 | 28600 | 543.4 | 2.222% | 12.0756 | 543.4 | 28.6
10141103 | GMT | TRANSFORMADOR | PT70 | TRANSFORMADOR MARCA:EFACEC PT70 PT70 | Rua Tristão da Cunha Ponta-Gêa | PT70 | BEIRA | SOFALA |  | 692913.5 | 7804474.8 | 315 | 6.6 | 0.4 | 3 | 1973 | EFACEC | 8435 | 840 | 45 | 59.7333 | 780.2667 | 780266.6667 |  | 1 | 42 | 42000 | 798 | 2.222% | 17.7333 | 798 | 42
10141103 | GMT | TRANSFORMADOR | PT72 | TRANSFORMADOR MARCA:Efacec PT72 PT72 | Estação Terrena-TDM Esturro | PT72 | BEIRA | SOFALA |  | S 19°49'36.82" | E 034°50'50.50" | 200 | 6.6 | 0.4 | 3 | 1973 | Efacec | 8523 | 572 | 45 | 40.6756 | 531.3244 | 531324.4444 |  | 1 | 28.6 | 28600 | 543.4 | 2.222% | 12.0756 | 543.4 | 28.6
10141103 | GMT | TRANSFORMADOR | PT73 | TRANSFORMADOR MARCA:EFACEC PT73 PT73 | Sede da TDM Baixa | PT73 | BEIRA | SOFALA |  | 692344.7 | 7805928.6 | 500 | 6.6 | 0.4 | 3 | 1973 | EFACEC | 10599 | 1016 | 45 | 72.2489 | 943.7511 | 943751.1111 |  | 1 | 50.8 | 50800 | 965.2 | 2.222% | 21.4489 | 965.2 | 50.8
10141103 | GMT | TRANSFORMADOR | PT77 | TRANSFORMADOR MARCA:Efacec PT77 PT77 | Rua Alfredo Lawley (Matacuane Corredor) | PT77 | BEIRA | SOFALA |  | S 19°49'54.48" | E 034°51.37.72" | 315 | 6.6 | 0.4 | 3 | 1973 | Efacec | 9661 | 840 | 45 | 59.7333 | 780.2667 | 780266.6667 |  | 1 | 42 | 42000 | 798 | 2.222% | 17.7333 | 798 | 42
10141103 | GMT | TRANSFORMADOR | PT78 | TRANSFORMADOR MARCA:Efacec PT78 PT78 | Prédio dos Sindicatos Ponta-Gêa | PT78 | BEIRA | SOFALA |  | 692876.7 | 7805410 | 315 | 6.6 | 0.4 | 3 | 1973 | Efacec | 5764 | 840 | 45 | 59.7333 | 780.2667 | 780266.6667 |  | 1 | 42 | 42000 | 798 | 2.222% | 17.7333 | 798 | 42
10141103 | GMT | TRANSFORMADOR | PT80 | TRANSFORMADOR MARCA:Efacec PT80 PT80 | Rua Nicolau Coelho Baixa | PT80 | BEIRA | SOFALA |  | 692680.2 | 7804675 | 315 | 6.6 | 0.4 | 3 | 1973 | Efacec | 15050 | 840 | 45 | 59.7333 | 780.2667 | 780266.6667 |  | 1 | 42 | 42000 | 798 | 2.222% | 17.7333 | 798 | 42
10141103 | GMT | TRANSFORMADOR | PT87 | TRANSFORMADOR MARCA:EFACEC PT87 PT87 | Prédio Cafe Nicolas Esturro | PT87 | BEIRA | SOFALA |  | S 19°49'56,13" | E 034°51'21,11" | 315 | 6.6 | 0.4 | 3 | 1973 | EFACEC | 9660 | 840 | 45 | 59.7333 | 780.2667 | 780266.6667 |  | 1 | 42 | 42000 | 798 | 2.222% | 17.7333 | 798 | 42
10141103 | GMT | TRANSFORMADOR | PT89 | TRANSFORMADOR MARCA:Efacec PT89 PT89 | Escola de Formação da Entreposto | PT89 | BEIRA | SOFALA |  | S 19°49'07,41" | E 034°50'41,98" | 315 | 6.6 | 0.4 | 3 | 1973 | Efacec | 8434 | 840 | 45 | 59.7333 | 780.2667 | 780266.6667 |  | 1 | 42 | 42000 | 798 | 2.222% | 17.7333 | 798 | 42
10141103 | GMT | TRANSFORMADOR | PT91 | TRANSFORMADOR MARCA:Efacec PT91 PT91 | Instituto Industrial da Beira Matacuane | PT91 | BEIRA | SOFALA |  | S 19°49'40.62" | E 034°51'26.24" | 160 | 6.6 | 0.4 | 3 | 1973 | Efacec | 6563 | 572 | 45 | 40.6756 | 531.3244 | 531324.4444 |  | 1 | 28.6 | 28600 | 543.4 | 2.222% | 12.0756 | 543.4 | 28.6
10141103 | GMT | TRANSFORMADOR | PT93 | TRANSFORMADOR MARCA:EFACEC PT93 PT93 | Av.Base Ntchinga Munhava | PT93 | BEIRA | SOFALA |  | S 19°48'49.02" | E 034°50' 51.97" | 100 | 6.6 | 0.4 | 3 | 1973 | EFACEC | NO SERIAL NUMBER | 763 | 45 | 54.2578 | 708.7422 | 708742.2222 |  | 1 | 38.15 | 38150 | 724.85 | 2.222% | 16.1078 | 724.85 | 38.15
10141103 | GMT | TRANSFORMADOR | PT94 | TRANSFORMADOR MARCA:Efacec PT94 PT94 | Rua Capitão Queiróz Macúti | PT94 | BEIRA | SOFALA |  | 697697.8 | 7804139.4 | 200 | 6.6 | 0.4 | 3 | 1973 | Efacec | 10596 | 572 | 45 | 40.6756 | 531.3244 | 531324.4444 |  | 1 | 28.6 | 28600 | 543.4 | 2.222% | 12.0756 | 543.4 | 28.6
10141103 | GMT | TRANSFORMADOR | PT95 | TRANSFORMADOR MARCA:Efacec PT95 PT95 | Rua do Chaimite(Pioneiros Negrita) | PT95 | BEIRA | SOFALA |  | 693728.4 | 7807845.3 | 500 | 6.6 | 0.4 | 3 | 1973 | Efacec | 15046 | 1016 | 45 | 72.2489 | 943.7511 | 943751.1111 |  | 1 | 50.8 | 50800 | 965.2 | 2.222% | 21.4489 | 965.2 | 50.8
10141103 | GMT | TRANSFORMADOR | PT97 | TRANSFORMADOR MARCA:Efacec PT97 PT97 | Universidade Católica Ponta-Gêa | PT97 | BEIRA | SOFALA |  | 693139.3 | 7804881.7 | 315 | 6.6 | 0.4 | 3 | 1973 | Efacec | 10597 | 840 | 45 | 59.7333 | 780.2667 | 780266.6667 |  | 1 | 42 | 42000 | 798 | 2.222% | 17.7333 | 798 | 42
10141103 | GMT | TRANSFORMADOR | PT104 | TRANSFORMADOR MARCA:EFACEC PT104 PT104 | Antiga EN6 (Chamba Armazem Medicamento) | PT104 | BEIRA | SOFALA |  | 693654.3 | 7815672.4 | 100 | 22 | 0.4 | 3 | 1973 | EFACEC | NO SERIAL NUMBER | 763 | 45 | 54.2578 | 708.7422 | 708742.2222 |  | 1 | 38.15 | 38150 | 724.85 | 2.222% | 16.1078 | 724.85 | 38.15
10141103 | GMT | TRANSFORMADOR | PT125 | TRANSFORMADOR MARCA:EFACEC PT125 PT125 | Cinema Novocine Baixa | PT125 | BEIRA | SOFALA |  | 692397.1 | 7806007.3 | 200 | 6.6 | 0.4 | 3 | 1973 | EFACEC | 8436 | 572 | 45 | 40.6756 | 531.3244 | 531324.4444 |  | 1 | 28.6 | 28600 | 543.4 | 2.222% | 12.0756 | 543.4 | 28.6
10141103 | GMT | TRANSFORMADOR | PT126 | TRANSFORMADOR MARCA:EFACEC PT126 PT126 | Emetal Pioneiros | PT126 | BEIRA | SOFALA |  | S 19°48'59,34" | E 034°50'47,42" | 315 | 6.6 | 0.4 | 3 | 1973 | EFACEC | 8436 | 840 | 45 | 59.7333 | 780.2667 | 780266.6667 |  | 1 | 42 | 42000 | 798 | 2.222% | 17.7333 | 798 | 42
10141103 | GMT | TRANSFORMADOR | PT130 | TRANSFORMADOR MARCA:EFACEC PT130 PT130 | Saneamento Goto | PT130 | BEIRA | SOFALA |  | S 19°50'04.37" | E 034°50'57.99" | 630 | 6.6 | 0.4 | 3 | 1973 | EFACEC | NO SERIAL NO. | 1016 | 45 | 72.2489 | 943.7511 | 943751.1111 |  | 1 | 50.8 | 50800 | 965.2 | 2.222% | 21.4489 | 965.2 | 50.8
10141103 | GMT | TRANSFORMADOR | PT133 | TRANSFORMADOR MARCA:EFACAC PT133 PT133 | Avenida General Vieira da Rocha | PT133 | BEIRA | SOFALA |  | S 19°49'22,11" | E 034°50'46,20" | 200 | 6.6 | 0.4 | 3 | 1973 | EFACAC | NO SERIAL NUMBER | 572 | 45 | 40.6756 | 531.3244 | 531324.4444 |  | 1 | 28.6 | 28600 | 543.4 | 2.222% | 12.0756 | 543.4 | 28.6
10141103 | GMT | TRANSFORMADOR | PT136 | TRANSFORMADOR MARCA:Efacec PT136 PT136 | Avenida Base Ntchinga | PT136 | BEIRA | SOFALA |  | S 19°49'20,43" | E 034°50'30,96" | 200 | 6.6 | 0.4 | 3 | 1973 | Efacec | 9663 | 572 | 45 | 40.6756 | 531.3244 | 531324.4444 |  | 1 | 28.6 | 28600 | 543.4 | 2.222% | 12.0756 | 543.4 | 28.6
10141103 | GMT | TRANSFORMADOR | PT138 | TRANSFORMADOR MARCA:Efacec PT138 PT138 | Rua Pêro da Covilhã(Matacuane Pred. Comboio) | PT138 | BEIRA | SOFALA |  | S19°49'55.60" | E 034°51'32.56" | 300 | 6.6 | 0.4 | 3 | 1973 | Efacec | 3953 | 840 | 45 | 59.7333 | 780.2667 | 780266.6667 |  | 1 | 42 | 42000 | 798 | 2.222% | 17.7333 | 798 | 42
10141103 | GMT | TRANSFORMADOR | PT142 | TRANSFORMADOR MARCA:EFACEC PT142 PT142 | Oficinas da Clássica Munhava | PT142 | BEIRA | SOFALA |  | S 19°48'58,82" | E 034°50'51,76" | 250 | 6.6 | 0.4 | 3 | 1973 | EFACEC | NO SERIAL NUMBER | 840 | 45 | 59.7333 | 780.2667 | 780266.6667 |  | 1 | 42 | 42000 | 798 | 2.222% | 17.7333 | 798 | 42
10141103 | GMT | TRANSFORMADOR | PT149 | TRANSFORMADOR MARCA:Efacec PT149 PT149 | Prédio Atlântida(Maquinino Pred. Russo) | PT149 | BEIRA | SOFALA |  | S 19°49'50.32" | E 034°50'35.58" | 315 | 6.6 | 0.4 | 3 | 1973 | Efacec | 8437 | 840 | 45 | 59.7333 | 780.2667 | 780266.6667 |  | 1 | 42 | 42000 | 798 | 2.222% | 17.7333 | 798 | 42
10141103 | GMT | TRANSFORMADOR | PT154 | TRANSFORMADOR MARCA:EFACEC PT154 PT154 | Avenida General Vieira da Rocha | PT154 | BEIRA | SOFALA |  | S 19°48'58,75" | E 034°51'01,82" | 500 | 6.6 | 0.4 | 3 | 1973 | EFACEC | S/nº série | 1016 | 45 | 72.2489 | 943.7511 | 943751.1111 |  | 1 | 50.8 | 50800 | 965.2 | 2.222% | 21.4489 | 965.2 | 50.8
10141103 | GMT | TRANSFORMADOR | PT160 | TRANSFORMADOR MARCA:EFACEC PT160 PT160 | Rua Fernão de Magalhães Ponta-Gêa | PT160 | BEIRA | SOFALA |  | 693968.4 | 7804516.1 | 500 | 6.6 | 0.4 | 3 | 1973 | EFACEC | NO SERIAL NUMBER | 1016 | 45 | 72.2489 | 943.7511 | 943751.1111 |  | 1 | 50.8 | 50800 | 965.2 | 2.222% | 21.4489 | 965.2 | 50.8
10141103 | GMT | TRANSFORMADOR | PT165 | TRANSFORMADOR MARCA:GEC PT165 PT165 | Rua Capitão Pereira do Lago(Feira de Matacuane) | PT165 | BEIRA | SOFALA |  | 694572 | 7805874.8 | 300 | 6.6 | 0.4 | 3 | 1973 | GEC | 3044/1 | 840 | 45 | 59.7333 | 780.2667 | 780266.6667 |  | 1 | 42 | 42000 | 798 | 2.222% | 17.7333 | 798 | 42
10141103 | GMT | TRANSFORMADOR | PT166 | TRANSFORMADOR MARCA:Efacec PT166 PT166 | Prédio Carlota-Rua Luis Inácio | PT166 | BEIRA | SOFALA |  | 692121.4 | 7806211 | 315 | 6.6 | 0.4 | 3 | 1973 | Efacec | 5793 | 840 | 45 | 59.7333 | 780.2667 | 780266.6667 |  | 1 | 42 | 42000 | 798 | 2.222% | 17.7333 | 798 | 42
10141103 | GMT | TRANSFORMADOR | PT175 | TRANSFORMADOR MARCA:Efacec PT175 PT175 | Av. Centro Comercial Macúti | PT175 | BEIRA | SOFALA |  | 696976 | 7804236 | 500 | 6.6 | 0.4 | 3 | 1973 | Efacec | 15047 | 1016 | 45 | 72.2489 | 943.7511 | 943751.1111 |  | 1 | 50.8 | 50800 | 965.2 | 2.222% | 21.4489 | 965.2 | 50.8
10141103 | GMT | TRANSFORMADOR | PT180 | TRANSFORMADOR MARCA:Efacec PT180 PT180 | Prédio do Governo Baixa | PT180 | BEIRA | SOFALA |  | 692577.3 | 7805610 | 630 | 6.6 | 0.4 | 3 | 1973 | Efacec | 15040 | 1016 | 45 | 72.2489 | 943.7511 | 943751.1111 |  | 1 | 50.8 | 50800 | 965.2 | 2.222% | 21.4489 | 965.2 | 50.8
10141103 | GMT | TRANSFORMADOR | PT182 | TRANSFORMADOR MARCA:Efacec PT182 PT182 | Prédio do APIE Baixa | PT182 | BEIRA | SOFALA |  | 692506.7 | 7805483 | 200 | 6.6 | 0.4 | 3 | 1973 | Efacec | 9658 | 572 | 45 | 40.6756 | 531.3244 | 531324.4444 |  | 1 | 28.6 | 28600 | 543.4 | 2.222% | 12.0756 | 543.4 | 28.6
10141103 | GMT | TRANSFORMADOR | PT280 | TRANSFORMADOR MARCA:Efacec PT280 PT280 | Condomínio Santa Cruz Rua 1°Dezembro Ponta-Gêa | PT280 | BEIRA | SOFALA |  | 692635.6 | 7804528.7 | 630 | 6.6 | 0.4 | 3 | 1973 | Efacec | 11548 | 1016 | 45 | 72.2489 | 943.7511 | 943751.1111 |  | 1 | 50.8 | 50800 | 965.2 | 2.222% | 21.4489 | 965.2 | 50.8
10141103 | GMT | TRANSFORMADOR | AGCHI/PT05 | TRANSFORMADOR MARCA:EFACEC AGCHI/PT05 AGCHI/PT05 | RUA | AGCHI/PT05 | CHIMOIO | MANICA | RUA 17 DE JULHO | S19 06 47,48 | E 033 28 22,06 | 250 | 6.6 | 0.4 | 3 | 1973 | EFACEC | 14677 | 840 | 45 | 59.7333 | 780.2667 | 780266.6667 |  | 1 | 42 | 42000 | 798 | 2.222% | 17.7333 | 798 | 42
10141103 | GMT | TRANSFORMADOR | AGCHI/PT12 | TRANSFORMADOR MARCA:EFACEC AGCHI/PT12 AGCHI/PT12 | PREDIO EMOSE | AGCHI/PT12 | CHIMOIO | MANICA |  | S19 06 41,06 | E033 27 47,56 | 250 | 6.6 | 0.4 | 3 | 1973 | EFACEC | TR290N | 840 | 45 | 59.7333 | 780.2667 | 780266.6667 |  | 1 | 42 | 42000 | 798 | 2.222% | 17.7333 | 798 | 42
10141103 | GMT | TRANSFORMADOR | AGCHI/PT12 | TRANSFORMADOR MARCA:Info Plate against walll Live Chamber AGCHI/PT12 AGCHI/PT12 | Bairro Eduardo Mondlane | AGCHI/PT12 | CHIMOIO | MANICA | Prédio EMOSE | S19 06 41,06 | E033 27 47,56 | 250 | 6.6 | 0.4 | 3 | 1973 | Info Plate against walll Live Chamber | EMD has no Info | 840 | 45 | 59.7333 | 780.2667 | 780266.6667 |  | 1 | 42 | 42000 | 798 | 2.222% | 17.7333 | 798 | 42
10141103 | GMT | TRANSFORMADOR | AGCHI/PT14 | TRANSFORMADOR MARCA:TSI AGCHI/PT14 AGCHI/PT14 | EDIFICIO DO GOVERNO 1 | AGCHI/PT14 | CHIMOIO | MANICA | BAIRRO EDWARDO MONDLANE | S 19 06 36,88 | E 033 28 28,29 | 250 | 6.6 | 0.4 | 3 | 1973 | TSI | 62078I3 | 840 | 45 | 59.7333 | 780.2667 | 780266.6667 |  | 1 | 42 | 42000 | 798 | 2.222% | 17.7333 | 798 | 42
10141103 | GMT | TRANSFORMADOR | PTS 10R | TRANSFORMADOR MARCA:EFACEC PTS 10R PTS 10R |  | PTS 10R | Maxaquene |  |  |  |  | 200 | 33 | 0.4 | 3Ø | 1973 | EFACEC | 14831 | 991 | 45 | 70.4711 | 920.5289 | 920528.8889 |  | 1 | 49.55 | 49550 | 941.45 | 2.222% | 20.9211 | 941.45 | 49.55
10141103 | GMT | TRANSFORMADOR | T2 | TRANSFORMADOR MARCA:EFACEC NAMPULA CENTRAL T2 |  | NAMPULA CENTRAL | NAMPULA |  |  | S15°6'51.028" | E039°15'10.387" | 1500 | 6.6 | 400V | 3 | 1973 | EFACEC | 14856 | 1820 | 45 | 129.4222 | 1690.5778 | 1690577.7778 |  | 1 | 91 | 91000 | 1729 | 2.222% | 38.4222 | 1729 | 91
10141103 | PMT | TRANSFORMADOR | PT120 | TRANSFORMADOR MARCA:EFACEC PT120 PT120 | Bairro Bambu(Moagem) | PT120 | BEIRA | SOFALA |  | S 19°50'16.01" | E 034°51'54.39" | 500 | 22 | 0.4 | 3 | 1973 | EFACEC | NO SERIAL NO. | 1016 | 45 | 72.2489 | 943.7511 | 943751.1111 |  | 1 | 50.8 | 50800 | 965.2 | 2.222% | 21.4489 | 965.2 | 50.8
10141103 | PMT | TRANSFORMADOR | PT210 | TRANSFORMADOR MARCA:EFACEC PT210 PT210 | Muchatazina | PT210 | BEIRA | SOFALA |  | 694942.3 | 7807578.2 | 315 | 22 | 0.4 | 3 | 1973 | EFACEC | 150541 | 953 | 45 | 67.7689 | 885.2311 | 885231.1111 |  | 1 | 47.65 | 47650 | 905.35 | 2.222% | 20.1189 | 905.35 | 47.65
10141103 | PMT | TRANSFORMADOR | PT211 | TRANSFORMADOR MARCA:Efacec PT211 PT211 | Muchatazina(Escola Samorinha) | PT211 | BEIRA | SOFALA |  | 695225.1 | 7807191 | 315 | 22 | 0.4 | 3 | 1973 | Efacec | 15054 | 953 | 45 | 67.7689 | 885.2311 | 885231.1111 |  | 1 | 47.65 | 47650 | 905.35 | 2.222% | 20.1189 | 905.35 | 47.65
10141103 | PMT | TRANSFORMADOR | PT215 | TRANSFORMADOR MARCA:Efacec PT215 PT215 | Atrás da Subestação nº3 | PT215 | BEIRA | SOFALA |  | 694293.5 | 78047.45 | 315 | 22 | 0.4 | 3 | 1973 | Efacec | S/chapa de caract. | 953 | 45 | 67.7689 | 885.2311 | 885231.1111 |  | 1 | 47.65 | 47650 | 905.35 | 2.222% | 20.1189 | 905.35 | 47.65
10141103 | PMT | TRANSFORMADOR | PTS 208 | TRANSFORMADOR MARCA:MOTRA PTS 208 PTS 208 |  | PTS 208 | Zona Verde |  |  | 32.547282 | -25.876366 | 250 | 33 | 0.4 | 3Ø | 1973 | MOTRA | LEL 8394 | 991 | 45 | 70.4711 | 920.5289 | 920528.8889 |  | 1 | 49.55 | 49550 | 941.45 | 2.222% | 20.9211 | 941.45 | 49.55
10141103 | AT | TRANSFORMADOR AUXILIAR | AUX TRFR 2 | TRANSFORMADOR AUXILIAR MARCA:A.C.E METZ NACALA AUX TRFR 2 |  | NACALA | NACALA |  |  | 14°33'24.851" | 40°40'21.418" | 1000KVA | 6.6KV | 400V | 3 | 1973 | A.C.E METZ | 85511 | 1650 | 45 | 117.3333 | 1532.6667 | 1532666.6667 |  | 1 | 82.5 | 82500 | 1567.5 | 2.222% | 34.8333 | 1567.5 | 82.5
10141103 | AT | TRANSFORMADOR AUXILIAR |  | TRANSFORMADOR AUXILIAR MARCA:EFACEC Indoor Sbstation 2 | SOFALA | Indoor Sbstation 2 | Beira | Macuti | n/a | S 19°50'24,12" | E 034°53'54,62" | 50 | 22 | 6.6 | 3 | 1973 | EFACEC |  | 643 | 45 | 45.7244 | 597.2756 | 597275.5556 |  | 1 | 32.15 | 32150 | 610.85 | 2.222% | 13.5744 | 610.85 | 32.15
10141103 | AT | TRANSFORMADOR AUXILIAR | AUX TRFR 2 | TRANSFORMADOR AUXILIAR MARCA:A.C.E METZ NACALA AUX TRFR 2 |  | NACALA | NACALA |  |  | 14°33'24.851" | 40°40'21.418" | 1000KVA | 6.6KV | 400V | 3 | 1973 | A.C.E METZ | 85511 | 1650 | 45 | 117.3333 | 1532.6667 | 1532666.6667 |  | 1 | 82.5 | 82500 | 1567.5 | 2.222% | 34.8333 | 1567.5 | 82.5
10141103 | MS | MINISUBESTAÇÃO | PTS 178 | MINISUBESTAÇÃO MARCA:Motra PTS 178 |  |  | Maputo |  |  | 32,5944785 | -25,9732336 | 500 | 11 | 0,4 | 3Φ | 1974 | Motra |  | 2426 | 45 | 223.7311 | 2202.2689 | 2202268.8889 |  | 2 | 121.3 | 121300 | 2304.7 | 2.222% | 51.2156 | 2253.4844 | 172.5156
10141103 | MS | MINISUBESTAÇÃO | PTS 137 | MINISUBESTAÇÃO MARCA:Motra PTS 137 |  |  | Maputo |  |  | 32,5916649 | -25,9719759 | 500 | 11 | 0,4 | 3Φ | 1974 | Motra | LEL9508 | 2426 | 45 | 223.7311 | 2202.2689 | 2202268.8889 |  | 2 | 121.3 | 121300 | 2304.7 | 2.222% | 51.2156 | 2253.4844 | 172.5156
10141103 | MS | MINISUBESTAÇÃO | PTS 148 | MINISUBESTAÇÃO MARCA: PTS 148 |  |  | Maputo |  |  | 32,5927925 | -25,9717734 | 500 | 11 | 0,4 | 3Φ | 1974 |  |  | 2426 | 45 | 223.7311 | 2202.2689 | 2202268.8889 |  | 2 | 121.3 | 121300 | 2304.7 | 2.222% | 51.2156 | 2253.4844 | 172.5156
10141103 | MS | MINISUBESTAÇÃO | PTS 179 | MINISUBESTAÇÃO MARCA: PTS 179 |  |  | Maputo |  |  | 32,5912368 | -25,9691724 | 500 | 11 | 0,4 | 3Φ | 1974 |  |  | 2426 | 45 | 223.7311 | 2202.2689 | 2202268.8889 |  | 2 | 121.3 | 121300 | 2304.7 | 2.222% | 51.2156 | 2253.4844 | 172.5156
10141103 | MS | MINISUBESTAÇÃO | PTS 105 | MINISUBESTAÇÃO MARCA: PTS 105 |  |  | Maputo |  |  | 32,5924799 | -25,9681839 | 500 | 11 | 0,4 | 3Φ | 1974 |  |  | 2426 | 45 | 223.7311 | 2202.2689 | 2202268.8889 |  | 2 | 121.3 | 121300 | 2304.7 | 2.222% | 51.2156 | 2253.4844 | 172.5156
10141103 | MS | MINISUBESTAÇÃO | PTS 89 | MINISUBESTAÇÃO MARCA: PTS 89 |  |  | Maputo |  |  | 32,5944524 | -25,9741159 | 500 | 11 | 0,4 | 3Φ | 1974 |  | FOTO | 2426 | 45 | 223.7311 | 2202.2689 | 2202268.8889 |  | 2 | 121.3 | 121300 | 2304.7 | 2.222% | 51.2156 | 2253.4844 | 172.5156
10141103 | MS | MINISUBESTAÇÃO | PTS 100 | MINISUBESTAÇÃO MARCA:Travo Union PTS 100 |  |  | Maputo |  |  | 32,5743244 | -25,9739752 | 1000 | 11 | 0,4 | 3Φ | 1974 | Travo Union | K712581 | 3119 | 45 | 287.6411 | 2831.3589 | 2831358.8889 |  | 2 | 155.95 | 155950 | 2963.05 | 2.222% | 65.8456 | 2897.2044 | 221.7956
10141103 | MS | MINISUBESTAÇÃO | PTS 100 | MINISUBESTAÇÃO MARCA:Travo Union PTS 100 |  |  | Maputo |  |  | 32,5743244 | -25,9739752 | 1000 | 11 | 0,4 | 3Φ | 1974 | Travo Union | K712580 | 3119 | 45 | 287.6411 | 2831.3589 | 2831358.8889 |  | 2 | 155.95 | 155950 | 2963.05 | 2.222% | 65.8456 | 2897.2044 | 221.7956
10141103 | MS | MINISUBESTAÇÃO | PTS 178 | MINISUBESTAÇÃO MARCA:Motra PTS 178 |  |  | Maputo |  |  | 32,5944785 | -25,9732336 | 500 | 11 | 0,4 | 3Φ | 1974 | Motra | ? | 2426 | 45 | 223.7311 | 2202.2689 | 2202268.8889 |  | 2 | 121.3 | 121300 | 2304.7 | 2.222% | 51.2156 | 2253.4844 | 172.5156
10141103 | MS | MINISUBESTAÇÃO | PTS 137 | MINISUBESTAÇÃO MARCA:Motra PTS 137 |  |  | Maputo |  |  | 32,5916649 | -25,9719759 | 500 | 11 | 0,4 | 3Φ | 1974 | Motra | LEL9508 | 2426 | 45 | 223.7311 | 2202.2689 | 2202268.8889 |  | 2 | 121.3 | 121300 | 2304.7 | 2.222% | 51.2156 | 2253.4844 | 172.5156
10141103 | MS | MINISUBESTAÇÃO | PTS 148 | MINISUBESTAÇÃO MARCA: PTS 148 |  |  | Maputo |  |  | 32,5927925 | -25,9717734 | 500 | 11 | 0,4 | 3Φ | 1974 |  |  | 2426 | 45 | 223.7311 | 2202.2689 | 2202268.8889 |  | 2 | 121.3 | 121300 | 2304.7 | 2.222% | 51.2156 | 2253.4844 | 172.5156
10141103 | MS | MINISUBESTAÇÃO | PTS 179 | MINISUBESTAÇÃO MARCA: PTS 179 |  |  | Maputo |  |  | 32,5912368 | -25,9691724 | 500 | 11 | 0,4 | 3Φ | 1974 |  |  | 2426 | 45 | 223.7311 | 2202.2689 | 2202268.8889 |  | 2 | 121.3 | 121300 | 2304.7 | 2.222% | 51.2156 | 2253.4844 | 172.5156
10141103 | MS | MINISUBESTAÇÃO | PTS 105 | MINISUBESTAÇÃO MARCA: PTS 105 |  |  | Maputo |  |  | 32,5924799 | -25,9681839 | 500 | 11 | 0,4 | 3Φ | 1974 |  |  | 2426 | 45 | 223.7311 | 2202.2689 | 2202268.8889 |  | 2 | 121.3 | 121300 | 2304.7 | 2.222% | 51.2156 | 2253.4844 | 172.5156
10141103 | MS | MINISUBESTAÇÃO | PT 340 | MINISUBESTAÇÃO MARCA: PT 340 |  |  | Maputo |  |  | 32,5940466 | -25,9747522 | 500 | 11 | 0,4 | 3Φ | 1974 |  |  | 2426 | 45 | 223.7311 | 2202.2689 | 2202268.8889 |  | 2 | 121.3 | 121300 | 2304.7 | 2.222% | 51.2156 | 2253.4844 | 172.5156
10141103 | MS | MINISUBESTAÇÃO | PTS 89 | MINISUBESTAÇÃO MARCA:foto PTS 89 |  |  | Maputo |  |  | 32,5944524 | -25,9741159 | 500 | 11 | 0,4 | 3Φ | 1974 | foto | FOTO | 2426 | 45 | 223.7311 | 2202.2689 | 2202268.8889 |  | 2 | 121.3 | 121300 | 2304.7 | 2.222% | 51.2156 | 2253.4844 | 172.5156
10141103 | MS | MINISUBESTAÇÃO | PT65 | MINISUBESTAÇÃO MARCA:foto PT65 |  |  | Maputo |  |  | 32,5904446 | -25,9751026 | 630 | 11 | 0,4 | 3Φ | 1974 | foto | FOTO | 2772 | 45 | 255.64 | 2516.36 | 2516360 |  | 2 | 138.6 | 138600 | 2633.4 | 2.222% | 58.52 | 2574.88 | 197.12
10141103 | GMT | TRANSFORMADOR | TRFR 2 | TRANSFORMADOR MARCA: MONAPO PS 1 TRFR 2 |  | MONAPO PS 1 | ILHE DE MOCAMBIQUE |  |  | 15°15'42.000" | 39°55'3.654" | 2000 | 33KV | 11KV | 3 | 1974 |  |  | 2900 | 45 | 267.4444 | 2632.5556 | 2632555.5556 |  | 2 | 145 | 145000 | 2755 | 2.222% | 61.2222 | 2693.7778 | 206.2222
10141103 | GMT | TRANSFORMADOR |  | TRANSFORMADOR MARCA:Pauwels Trafo Indoor Substation 3 | SOFALA | Indoor Substation 3 | Beira | Chipangara |  | S 19°50'9,66" | E 034°50'27,09" | 5000 | 22 | 6.6 | 3 | 1974 | Pauwels Trafo | 7418048 | 20419 | 45 | 1883.0856 | 18535.9144 | 18535914.4444 |  | 2 | 1020.95 | 1020950 | 19398.05 | 2.222% | 431.0678 | 18966.9822 | 1452.0178
10141103 | GMT | TRANSFORMADOR | USMSC/PT1 | TRANSFORMADOR MARCA:EFACEC USMSC/PT1 USMSC/PT1 | Bairro nº1 | USMSC/PT1 | MANICA | MANICA | IGREJA CHERENE | S18 58 58,2 | E033 04 53,4 | 250 | 6.6 | 0.4 | 3 | 1974 | EFACEC | 13217399/2 | 840 | 45 | 77.4667 | 762.5333 | 762533.3333 |  | 2 | 42 | 42000 | 798 | 2.222% | 17.7333 | 780.2667 | 59.7333
10141103 | GMT | TRANSFORMADOR | USMSC/PT2 | TRANSFORMADOR MARCA:EFACEC USMSC/PT2 USMSC/PT2 | Bairro nº3 | USMSC/PT2 | MANICA | MANICA | MERCADO CENTRAL | S18 59 25,3 | E033 04 51,9 | 250 | 6.6 | 0.4 | 3 | 1974 | EFACEC | 15604 | 840 | 45 | 77.4667 | 762.5333 | 762533.3333 |  | 2 | 42 | 42000 | 798 | 2.222% | 17.7333 | 780.2667 | 59.7333
10141103 | GMT | TRANSFORMADOR | PTS 43 | TRANSFORMADOR MARCA:MOTRA PTS 43 PTS 43 |  | PTS 43 | Maputo City |  | Karl Marx |  |  | 500 | 11 | 0.4 | 3Ø | 1974 | MOTRA | VDE 0532 | 1016 | 45 | 93.6978 | 922.3022 | 922302.2222 |  | 2 | 50.8 | 50800 | 965.2 | 2.222% | 21.4489 | 943.7511 | 72.2489
10141103 | GMT | TRANSFORMADOR | PTS 68 | TRANSFORMADOR MARCA:MOTRA PTS 68 PTS 68 |  | PTS 68 | Maxaquene |  |  |  |  | 500 | 11 | 0.4 | 3Ø | 1974 | MOTRA | LEL9921 | 1016 | 45 | 93.6978 | 922.3022 | 922302.2222 |  | 2 | 50.8 | 50800 | 965.2 | 2.222% | 21.4489 | 943.7511 | 72.2489
10141103 | GMT | TRANSFORMADOR | PTS 33 | TRANSFORMADOR MARCA:MOTRA PTS 33 PTS 33 |  | PTS 33 | Maxaquene |  |  |  |  | 500 | 11 | 0.4 | 3Ø | 1974 | MOTRA | LEL9524 | 1016 | 45 | 93.6978 | 922.3022 | 922302.2222 |  | 2 | 50.8 | 50800 | 965.2 | 2.222% | 21.4489 | 943.7511 | 72.2489
10141103 | GMT | TRANSFORMADOR | AGXX/PTS0066 | TRANSFORMADOR MARCA:MOTRA AGXX/PTS0066 AGXX/PTS0066 | B.11 Empresa de agua | AGXX/PTS0066 | Gaza | Gaza |  | 25º 03.740 | 033º 40.013 | 500 | 11 | 0.4 | 3 | 1974 | MOTRA | LEL9527 | 1016 | 45 | 93.6978 | 922.3022 | 922302.2222 |  | 2 | 50.8 | 50800 | 965.2 | 2.222% | 21.4489 | 943.7511 | 72.2489
10141103 | GMT | TRANSFORMADOR | TRFR 1 | TRANSFORMADOR MARCA:ALSTOM MONAPO PS 1 TRFR 1 |  | MONAPO PS 1 | ILHE DE MOCAMBIQUE |  |  | 15°15'42.000" | 39°55'3.654" | 2000 | 33KV | 11KV | 3 | 1974 | ALSTOM | H64690 | 2900 | 45 | 267.4444 | 2632.5556 | 2632555.5556 |  | 2 | 145 | 145000 | 2755 | 2.222% | 61.2222 | 2693.7778 | 206.2222
10141103 | GMT | TRANSFORMADOR | TRFR 2 | TRANSFORMADOR MARCA: MONAPO PS 1 TRFR 2 |  | MONAPO PS 1 | ILHE DE MOCAMBIQUE |  |  | 15°15'42.000" | 39°55'3.654" | 2000 | 33KV | 11KV | 3 | 1974 |  |  | 2900 | 45 | 267.4444 | 2632.5556 | 2632555.5556 |  | 2 | 145 | 145000 | 2755 | 2.222% | 61.2222 | 2693.7778 | 206.2222
10141103 | PMT | TRANSFORMADOR | PT283 | TRANSFORMADOR MARCA:Tanelec PT283 PT283 | Bairro Ndunda próximo da 1ªPonteca direcção à Nhangau | PT283 | BEIRA | SOFALA |  | 697877.5 | 7812900.4 | 160 | 22 | 0.4 | 3 | 1974 | Tanelec | 125150 | 572 | 45 | 52.7511 | 519.2489 | 519248.8889 |  | 2 | 28.6 | 28600 | 543.4 | 2.222% | 12.0756 | 531.3244 | 40.6756
10141103 | PMT | TRANSFORMADOR | USMSC/PT3 | TRANSFORMADOR MARCA:DECOMMISSIONED USMSC/PT3 USMSC/PT3 | Bairro Chissano | USMSC/PT3 | MANICA | MANICA | ANTIGNA PEDREIRA | S19 00 07 1 | E033 05 08,2 | 250 | 6.6 | 0.4 | 3 | 1974 | DECOMMISSIONED |  | 840 | 45 | 77.4667 | 762.5333 | 762533.3333 |  | 2 | 42 | 42000 | 798 | 2.222% | 17.7333 | 780.2667 | 59.7333
10141103 | PMT | TRANSFORMADOR | PT 430 | TRANSFORMADOR MARCA:Motra PT 430 | Infulene |  | Maputo |  |  | 32,5514248 | -25,8818298 | 100 | 33 | 0,4 | 3Φ | 1974 | Motra | LEL8810 | 763 | 45 | 70.3656 | 692.6344 | 692634.4444 |  | 2 | 38.15 | 38150 | 724.85 | 2.222% | 16.1078 | 708.7422 | 54.2578
10141103 | MS | MINISUBESTAÇÃO | PT262 | MINISUBESTAÇÃO MARCA: PT262 PT262 |  | PT262 | Maputo City |  | Vladimir Lennin |  |  | 500 | 11 | 0.4 | 3Ø | 1975 |  |  | 2426 | 45 | 274.9467 | 2151.0533 | 2151053.3333 |  | 3 | 121.3 | 121300 | 2304.7 | 2.222% | 51.2156 | 2202.2689 | 223.7311
10141103 | MS | MINISUBESTAÇÃO | PT31 | MINISUBESTAÇÃO MARCA:EFACEC PT31 PT31 |  | PT31 | Maputo City |  | Jardin D.Berta/V Lennin |  |  | 500 | 11 | 0.4 | 3Ø | 1975 | EFACEC | 3386 | 2426 | 45 | 274.9467 | 2151.0533 | 2151053.3333 |  | 3 | 121.3 | 121300 | 2304.7 | 2.222% | 51.2156 | 2202.2689 | 223.7311
10141103 | MS | MINISUBESTAÇÃO | PT 49 | MINISUBESTAÇÃO MARCA:EFACEC PT 49 PT 49 |  | PT 49 | Maputo City |  | Karl Marx |  |  | 500 | 11 | 0.4 | 3Ø | 1975 | EFACEC |  | 2426 | 45 | 274.9467 | 2151.0533 | 2151053.3333 |  | 3 | 121.3 | 121300 | 2304.7 | 2.222% | 51.2156 | 2202.2689 | 223.7311
10141103 | MS | MINISUBESTAÇÃO | PT 15 | MINISUBESTAÇÃO MARCA:EFACEC PT 15 PT 15 |  | PT 15 | Maputo City |  | Praca Trabal Hadores |  |  | 500 | 11 | 0.4 | 3Ø | 1975 | EFACEC | 3329 | 2426 | 45 | 274.9467 | 2151.0533 | 2151053.3333 |  | 3 | 121.3 | 121300 | 2304.7 | 2.222% | 51.2156 | 2202.2689 | 223.7311
10141103 | PMT | TRANSFORMADOR |  | TRANSFORMADOR MARCA:EFACEC SE-MANJE | TETE | SE-MANJE | ULONGUE | MAWE |  | 648907.652 | 8367172.142 | 50 | 33 | 0.4 | 3 | 1975 | EFACEC | 30943 | 643 | 45 | 72.8733 | 570.1267 | 570126.6667 |  | 3 | 32.15 | 32150 | 610.85 | 2.222% | 13.5744 | 583.7011 | 59.2989
10141103 | PMT | TRANSFORMADOR |  | TRANSFORMADOR MARCA:ITB SE-CHIMUARA | TETE | SE-CHIMUARA | MUTARARA | HOSPITAL |  | 720775.635 | 8069267.287 | 160 | 33 | 0.4 | 3 | 1975 | ITB | 774608 | 991 | 45 | 112.3133 | 878.6867 | 878686.6667 |  | 3 | 49.55 | 49550 | 941.45 | 2.222% | 20.9211 | 899.6078 | 91.3922
10141103 | PMT | TRANSFORMADOR | PT 14R | TRANSFORMADOR MARCA:MOTRA PT 14R PT 14R |  | PT 14R | Mabukwane |  |  |  |  | 500 | 33 | 0.4 | 3Ø | 1975 | MOTRA | 30 | 1200 | 45 | 136 | 1064 | 1064000 |  | 3 | 60 | 60000 | 1140 | 2.222% | 25.3333 | 1089.3333 | 110.6667
10141103 | MS | MINISUBESTAÇÃO | PT17 | MINISUBESTAÇÃO MARCA:EFACEC PT17 PT17 | Avenida FLPM Palmeiras | PT17 | BEIRA | SOFALA |  | S 19°51'01.55" | E 034°52'.05" | 630 | 22 | 0.4 | 3 | 1976 | EFACEC | 272224 | 2772 | 45 | 372.68 | 2399.32 | 2399320 |  | 4 | 138.6 | 138600 | 2633.4 | 2.222% | 58.52 | 2457.84 | 314.16
10141103 | GMT | TRANSFORMADOR | PT38 | TRANSFORMADOR MARCA:Unelec PT38 PT38 | Rua Serpa Pinto Ponta-Gêa | PT38 | BEIRA | SOFALA |  | 693227.3 | 7804477.2 | 315 | 6.6 | 0.4 | 3 | 1976 | Unelec | 432498 | 840 | 45 | 112.9333 | 727.0667 | 727066.6667 |  | 4 | 42 | 42000 | 798 | 2.222% | 17.7333 | 744.8 | 95.2
10141103 | GMT | TRANSFORMADOR | PT40 | TRANSFORMADOR MARCA:EFACEC PT40 PT40 | Motel Estoril Macúti | PT40 | BEIRA | SOFALA |  | S 19°50'30.12" | E 034°53'57.37" | 630 | 6.6 | 0.4 | 3 | 1976 | EFACEC | 11174 | 1016 | 45 | 136.5956 | 879.4044 | 879404.4444 |  | 4 | 50.8 | 50800 | 965.2 | 2.222% | 21.4489 | 900.8533 | 115.1467
10141103 | GMT | TRANSFORMADOR | PT44 | TRANSFORMADOR MARCA:EFACEC PT44 PT44 | Hospital 24 de Julho Macúti | PT44 | BEIRA | SOFALA |  | S 19°50'43.89" | E 034°53'21.47" | 500 | 6.6 | 0.4 | 3 | 1976 | EFACEC | F000240 | 1016 | 45 | 136.5956 | 879.4044 | 879404.4444 |  | 4 | 50.8 | 50800 | 965.2 | 2.222% | 21.4489 | 900.8533 | 115.1467
10141103 | MS | MINISUBESTAÇÃO | PTS 70 | MINISUBESTAÇÃO MARCA:EFACEC PTS 70 PTS 70 |  | PTS 70 | Maputo City |  | AS. Toure |  |  | 500 | 11 | 0.4 | 3Ø | 1977 | EFACEC |  | 2426 | 45 | 377.3778 | 2048.6222 | 2048622.2222 |  | 5 | 121.3 | 121300 | 2304.7 | 2.222% | 51.2156 | 2099.8378 | 326.1622
10141103 | GMT | TRANSFORMADOR |  | TRANSFORMADOR MARCA:ITB SE-CHIMUARA | TETE | SE-CHIMUARA | MUTARARA | BAUE |  | 723319.548 | 8073212.294 | 100 | 33 | 0.4 | 3 | 1977 | ITB | 774625 | 763 | 45 | 118.6889 | 644.3111 | 644311.1111 |  | 5 | 38.15 | 38150 | 724.85 | 2.222% | 16.1078 | 660.4189 | 102.5811
10141103 | GMT | TRANSFORMADOR |  | TRANSFORMADOR MARCA:ENNERGOINVEST PTS 1013 |  | PTS 1013 | MOCUBA |  |  | S16 49 56.05 | E036 59 25.80 | 315 | 11 | 0,4 | 3 | 1977 | ENNERGOINVEST | 48479 | 840 | 45 | 130.6667 | 709.3333 | 709333.3333 |  | 5 | 42 | 42000 | 798 | 2.222% | 17.7333 | 727.0667 | 112.9333
10141103 | PMT | TRANSFORMADOR | AGMNC/PT5 | TRANSFORMADOR MARCA:TSA AGMNC/PT5 AGMNC/PT5 | Bairro Josina Machel | AGMNC/PT5 | MANICA | MANICA | ZONA REIDENCIA EDM | S18 56 34,6 | E032 57 53,8 | 250 | 33 | 0.4 | 3 | 1977 | TSA | 112401B01 | 991 | 45 | 154.1556 | 836.8444 | 836844.4444 |  | 5 | 49.55 | 49550 | 941.45 | 2.222% | 20.9211 | 857.7656 | 133.2344
10141103 | PMT | TRANSFORMADOR | USMSC/PT4 | TRANSFORMADOR MARCA:TSA USMSC/PT4 USMSC/PT4 | Bairro nº 6 | USMSC/PT4 | MANICA | MANICA | IGREJA ZCC | S18 59 38,4 | E033 04 40,0 | 50 | 6.6 | 0.4 | 3 | 1977 | TSA | 112813B01 | 381 | 45 | 59.2667 | 321.7333 | 321733.3333 |  | 5 | 19.05 | 19050 | 361.95 | 2.222% | 8.0433 | 329.7767 | 51.2233
10141103 | PMT | TRANSFORMADOR | PTS 1165 | TRANSFORMADOR MARCA:" PTS 1165 PTS 1165 |  | PTS 1165 | Boane | Massaca |  | 32.263706 | -25.071023 | 315 | 33 | 0.4 | 3Ø | 1977 | " | 895568 | 1039 | 45 | 161.6222 | 877.3778 | 877377.7778 |  | 5 | 51.95 | 51950 | 987.05 | 2.222% | 21.9344 | 899.3122 | 139.6878
10141103 | AT | TRANSFORMADOR AUXILIAR | PS 5 | TRANSFORMADOR AUXILIAR MARCA:EFACEC PS 5 PS 5 |  | PS 5 | Maputo City |  | Zedequias Manganhela |  |  | 500 | 11 | 0.4 | 3Ø | 1977 | EFACEC |  | 1016 | 45 | 158.0444 | 857.9556 | 857955.5556 |  | 5 | 50.8 | 50800 | 965.2 | 2.222% | 21.4489 | 879.4044 | 136.5956
10141103 | AT | TRANSFORMADOR AUXILIAR | PS 6 | TRANSFORMADOR AUXILIAR MARCA:EFACEC PS 6 PS 6 |  | PS 6 | Maputo City |  | V. Lennin |  |  | 500 | 11 | 0.4 | 3Ø | 1977 | EFACEC | 731-58-1 | 1016 | 45 | 158.0444 | 857.9556 | 857955.5556 |  | 5 | 50.8 | 50800 | 965.2 | 2.222% | 21.4489 | 879.4044 | 136.5956
10141103 | MS | MINISUBESTAÇÃO | AGXX/PTS0108 | MINISUBESTAÇÃO MARCA:TSA AGXX/PTS0108 AGXX/PTS0108 | Carioca Inhamissa | AGXX/PTS0108 | Gaza | Gaza |  | 25º 03.305 | 033º 41.645 | 200 | 11 | 0.4 | 3 | 1978 | TSA | P03364A | 1733 | 45 | 306.1633 | 1426.8367 | 1426836.6667 |  | 6 | 86.65 | 86650 | 1646.35 | 2.222% | 36.5856 | 1463.4222 | 269.5778
10141103 | MS | MINISUBESTAÇÃO |  | MINISUBESTAÇÃO MARCA:HAWKER SIDDELEY SS1 |  | SS1 | QUALIMANE |  |  | S17 52 56.31 | E036 52 93.11 | 200 | 11 | 0.4 | 3 | 1978 | HAWKER SIDDELEY | 61217/1 | 1733 | 45 | 306.1633 | 1426.8367 | 1426836.6667 |  | 6 | 86.65 | 86650 | 1646.35 | 2.222% | 36.5856 | 1463.4222 | 269.5778
10141103 | GMT | TRANSFORMADOR |  | TRANSFORMADOR MARCA:EFACEC PTS18 |  | PTS18 | QUALIMANE |  |  | S17 52 10.12 | E036 52 53.81 | 315 | 11 | 0,4 | 3 | 1978 | EFACEC | L000304.04 | 840 | 45 | 148.4 | 691.6 | 691600 |  | 6 | 42 | 42000 | 798 | 2.222% | 17.7333 | 709.3333 | 130.6667
10141103 | PMT | TRANSFORMADOR | 63 | TRANSFORMADOR MARCA: NACALA 63 |  | NACALA | Nacala-Porto | PTS próximo da Devine Comercial |  | 14°39.114 | 40°41.184 | 50 | 33KV | 400V | 3 | 1978 |  |  | 643 | 45 | 113.5967 | 529.4033 | 529403.3333 |  | 6 | 32.15 | 32150 | 610.85 | 2.222% | 13.5744 | 542.9778 | 100.0222
10141103 | PMT | TRANSFORMADOR | 64 | TRANSFORMADOR MARCA: NACALA 64 |  | NACALA | Nacala-Porto | Mercado Muchangalene |  | 14°34.315 | 40°41.573 | 160 | 33KV | 400V | 3 | 1978 |  |  | 991 | 45 | 175.0767 | 815.9233 | 815923.3333 |  | 6 | 49.55 | 49550 | 941.45 | 2.222% | 20.9211 | 836.8444 | 154.1556
10141103 | PMT | TRANSFORMADOR | 63 | TRANSFORMADOR MARCA:TM NACALA 63 |  | NACALA | Nacala-Porto | PTS próximo da Devine Comercial |  | 14°39.114 | 40°41.184 | 50 | 33KV | 400V | 3 | 1978 | TM | 920845 | 643 | 45 | 113.5967 | 529.4033 | 529403.3333 |  | 6 | 32.15 | 32150 | 610.85 | 2.222% | 13.5744 | 542.9778 | 100.0222
10141103 | PMT | TRANSFORMADOR | 64 | TRANSFORMADOR MARCA:TM NACALA 64 |  | NACALA | Nacala-Porto | Mercado Muchangalene |  | 14°34.315 | 40°41.573 | 160 | 33KV | 400V | 3 | 1978 | TM | 920864 | 991 | 45 | 175.0767 | 815.9233 | 815923.3333 |  | 6 | 49.55 | 49550 | 941.45 | 2.222% | 20.9211 | 836.8444 | 154.1556
10141103 | GMT | TRANSFORMADOR |  | TRANSFORMADOR MARCA:SMIT TRFR SE-MATUNDO | TETE | SE-MATUNDO | TETE | OJM |  | 566469.789 | 8216232.700 | 500 | 6.6 | 0.4 | 3 | 1979 | SMIT TRFR | 79374602 | 1016 | 45 | 200.9422 | 815.0578 | 815057.7778 |  | 7 | 50.8 | 50800 | 965.2 | 2.222% | 21.4489 | 836.5067 | 179.4933
10141103 | GMT | TRANSFORMADOR | PT14 | TRANSFORMADOR MARCA:MOTRA PT14 PT14 | Oficinas da CMB Munhava | PT14 | BEIRA | SOFALA |  | S 19°48'42'10" | E 034°51'53.99" | 200 | 6.6 | 0.4 | 3 | 1979 | MOTRA | LEL3812 | 572 | 45 | 113.1289 | 458.8711 | 458871.1111 |  | 7 | 28.6 | 28600 | 543.4 | 2.222% | 12.0756 | 470.9467 | 101.0533
10141103 | GMT | TRANSFORMADOR |  | TRANSFORMADOR MARCA:BREDA BO1 |  | BO1 | NICODALA |  |  | S17 36 57.77 | E036 49 29.41 | 315 | 11 | 0,4 | 3 | 1979 | BREDA | 378701 | 840 | 45 | 166.1333 | 673.8667 | 673866.6667 |  | 7 | 42 | 42000 | 798 | 2.222% | 17.7333 | 691.6 | 148.4
10141103 | GMT | TRANSFORMADOR |  | TRANSFORMADOR MARCA:IEO PTS 1018 |  | PTS 1018 | MOCUBA |  |  | S16 51 35.48 | E036 59 10.81 | 315 | 11 | 0,4 | 3 | 1979 | IEO | 378901 | 840 | 45 | 166.1333 | 673.8667 | 673866.6667 |  | 7 | 42 | 42000 | 798 | 2.222% | 17.7333 | 691.6 | 148.4
10141103 | GMT | TRANSFORMADOR |  | TRANSFORMADOR MARCA:ITB PTS WINNUA |  | PTS WINNUA | MOCUBA |  |  | S16 52 56.32 | E036 00 00.07 | 315 | 11 | 0,4 | 3 | 1979 | ITB |  | 840 | 45 | 166.1333 | 673.8667 | 673866.6667 |  | 7 | 42 | 42000 | 798 | 2.222% | 17.7333 | 691.6 | 148.4
10141103 | GMT | TRANSFORMADOR |  | TRANSFORMADOR MARCA: PTS 1014 |  | PTS 1014 | MOCUBA |  |  | S16 49 58.35 | E036 59 31.84 | 315 | 11 | 0,4 | 3 | 1979 |  |  | 840 | 45 | 166.1333 | 673.8667 | 673866.6667 |  | 7 | 42 | 42000 | 798 | 2.222% | 17.7333 | 691.6 | 148.4
10141103 | PMT | TRANSFORMADOR | PT207 | TRANSFORMADOR MARCA:SMT PT207 PT207 | Inhamízua-Póvoa | PT207 | BEIRA | SOFALA |  | 689412.2 | 7818867 | 250 | 22 | 0.4 | 3 | 1979 | SMT | 79322504 | 953 | 45 | 188.4822 | 764.5178 | 764517.7778 |  | 7 | 47.65 | 47650 | 905.35 | 2.222% | 20.1189 | 784.6367 | 168.3633
10141103 | PMT | TRANSFORMADOR | PTS 600 | TRANSFORMADOR MARCA:Energoinvest (Yugoslavia) PTS 600 PTS 600 |  | PTS 600 | Boane | Changalane (Goba Border Post) |  | 32.087000 | -25.256298 | 250 | 11 | 0.4 | 3Ø | 1979 | Energoinvest (Yugoslavia) | 48306 | 840 | 45 | 166.1333 | 673.8667 | 673866.6667 |  | 7 | 42 | 42000 | 798 | 2.222% | 17.7333 | 691.6 | 148.4
10141103 | PMT | TRANSFORMADOR | PT 194 | TRANSFORMADOR MARCA:EO Transformatoren Breda PT 194 | Infulene |  | Maputo |  |  | 32,5405721 | -25,8836103 | 250 | 33 | 0,4 | 3Φ | 1979 | EO Transformatoren Breda | 378402 | 991 | 45 | 195.9978 | 795.0022 | 795002.2222 |  | 7 | 49.55 | 49550 | 941.45 | 2.222% | 20.9211 | 815.9233 | 175.0767
10141103 | PMT | TRANSFORMADOR | PT 195 | TRANSFORMADOR MARCA:ABB PT 195 | Infulene |  | Maputo |  |  | 32,5367978 | -25,8817898 | 250 | 33 | 0,4 | 3Φ | 1979 | ABB |  | 991 | 45 | 195.9978 | 795.0022 | 795002.2222 |  | 7 | 49.55 | 49550 | 941.45 | 2.222% | 20.9211 | 815.9233 | 175.0767
10141103 | PMT | TRANSFORMADOR |  | TRANSFORMADOR MARCA:EFACEC PTS CFM |  | PTS CFM | NICODALA |  |  | S17 36 44.92 | E036 49 30.76 | 315 | 11 | 0,4 | 3 | 1979 | EFACEC |  | 840 | 45 | 166.1333 | 673.8667 | 673866.6667 |  | 7 | 42 | 42000 | 798 | 2.222% | 17.7333 | 691.6 | 148.4
10141103 | PMT | TRANSFORMADOR | PT 174 | TRANSFORMADOR MARCA:IEO PT 174 PT 174 |  | PT 174 | Mahotas |  |  | 32.667784 | -25.856905 | 100 | 11 | 0.4 | 3Ø | 1979 | IEO | 3789-2 | 445 | 45 | 88.0111 | 356.9889 | 356988.8889 |  | 7 | 22.25 | 22250 | 422.75 | 2.222% | 9.3944 | 366.3833 | 78.6167
10141103 | PMT | TRANSFORMADOR | PTS - Riopel | TRANSFORMADOR MARCA:IEO PTS - Riopel PTS - Riopel |  | PTS - Riopel | Zintava |  |  | 32.656594 | -25.747906 | 100 | 33 | 0.4 | 3Ø | 1979 | IEO | 378604 | 763 | 45 | 150.9044 | 612.0956 | 612095.5556 |  | 7 | 38.15 | 38150 | 724.85 | 2.222% | 16.1078 | 628.2033 | 134.7967
10141103 | AT | TRANSFORMADOR AUXILIAR |  | TRANSFORMADOR AUXILIAR MARCA:EFACEC MATOLA 275 |  | MATOLA 275 | Maputo |  |  |  |  | 400 | 33 | 0.4 | 3 | 1979 | EFACEC |  | 1200 | 45 | 237.3333 | 962.6667 | 962666.6667 |  | 7 | 60 | 60000 | 1140 | 2.222% | 25.3333 | 988 | 212
10141103 | AT | TRANSFORMADOR AUXILIAR |  | TRANSFORMADOR AUXILIAR MARCA:EFACEC MATOLA 275 |  | MATOLA 275 | Maputo |  |  |  |  | 400 | 33 | 0.4 | 3 | 1979 | EFACEC |  | 1200 | 45 | 237.3333 | 962.6667 | 962666.6667 |  | 7 | 60 | 60000 | 1140 | 2.222% | 25.3333 | 988 | 212
10141103 | MS | MINISUBESTAÇÃO | PT 12 | MINISUBESTAÇÃO MARCA:EFACEC PT 12 PT 12 |  | PT 12 | Maputo City |  | Aga Khan/24 de Julho |  |  | 630 | 11 | 0.4 | 3Ø | 1980 | EFACEC |  | 2772 | 45 | 606.76 | 2165.24 | 2165240 |  | 8 | 138.6 | 138600 | 2633.4 | 2.222% | 58.52 | 2223.76 | 548.24
10141103 | GMT | TRANSFORMADOR | T31 | TRANSFORMADOR MARCA:VEB NAMPULA CENTRAL T31 |  | NAMPULA CENTRAL | NAMPULA |  |  | S15°6'51.028" | E039°15'10.387" | 5000 | 33KV | 11KV | 3 | 1980 | VEB | 713260 | 20419 | 45 | 4469.4922 | 15949.5078 | 15949507.7778 |  | 8 | 1020.95 | 1020950 | 19398.05 | 2.222% | 431.0678 | 16380.5756 | 4038.4244
10141103 | GMT | TRANSFORMADOR | T32 | TRANSFORMADOR MARCA:VEB NAMPULA CENTRAL T32 |  | NAMPULA CENTRAL | NAMPULA |  |  | S15°6'51.028" | E039°15'10.387" | 5000 | 33KV | 11KV | 3 | 1980 | VEB | 713262 | 20419 | 45 | 4469.4922 | 15949.5078 | 15949507.7778 |  | 8 | 1020.95 | 1020950 | 19398.05 | 2.222% | 431.0678 | 16380.5756 | 4038.4244
10141103 | GMT | TRANSFORMADOR | T11 | TRANSFORMADOR MARCA:VEB NACALA T11 |  | NACALA | NACALA |  |  | 14°33'24.851" | 40°40'21.418" | 8000 | 11KV | 6.6KV | 3 | 1980 | VEB | 713244 | 20419 | 45 | 4469.4922 | 15949.5078 | 15949507.7778 |  | 8 | 1020.95 | 1020950 | 19398.05 | 2.222% | 431.0678 | 16380.5756 | 4038.4244
10141103 | GMT | TRANSFORMADOR | T31 | TRANSFORMADOR MARCA:VEB NACALA T31 |  | NACALA | NACALA |  |  | 14°33'24.851" | 40°40'21.418" | 10000 | 33KV | 11KV | 3 | 1980 | VEB | 713243 | 20419 | 45 | 4469.4922 | 15949.5078 | 15949507.7778 |  | 8 | 1020.95 | 1020950 | 19398.05 | 2.222% | 431.0678 | 16380.5756 | 4038.4244
10141103 | GMT | TRANSFORMADOR | T32 | TRANSFORMADOR MARCA:VEB NACALA T32 |  | NACALA | NACALA |  |  | 14°33'24.851" | 40°40'21.418" | 10000 | 33KV | 11KV | 3 | 1980 | VEB | 713242 | 20419 | 45 | 4469.4922 | 15949.5078 | 15949507.7778 |  | 8 | 1020.95 | 1020950 | 19398.05 | 2.222% | 431.0678 | 16380.5756 | 4038.4244
10141103 | GMT | TRANSFORMADOR | TRFR 1 | TRANSFORMADOR MARCA:VEB PS02 TRFR 1 |  | PS02 | NACALA |  |  | 14°32'30.869" | 40°40'19.998" | 8000 | 11KV | 6.6KV | 3 | 1980 | VEB | 714892 | 20419 | 45 | 4469.4922 | 15949.5078 | 15949507.7778 |  | 8 | 1020.95 | 1020950 | 19398.05 | 2.222% | 431.0678 | 16380.5756 | 4038.4244
10141103 | GMT | TRANSFORMADOR | PTS 4 | TRANSFORMADOR MARCA:EFACEC PTS 4 PTS 4 |  | PTS 4 | Maputo City |  | Samora Machael |  |  | 315 | 11 | 0.4 | 3Ø | 1980 | EFACEC | 11579 | 840 | 45 | 183.8667 | 656.1333 | 656133.3333 |  | 8 | 42 | 42000 | 798 | 2.222% | 17.7333 | 673.8667 | 166.1333
10141103 | GMT | TRANSFORMADOR | T31 | TRANSFORMADOR MARCA:VEB NAMPULA CENTRAL T31 |  | NAMPULA CENTRAL | NAMPULA |  |  | S15°6'51.028" | E039°15'10.387" | 5000 | 33KV | 11KV | 3 | 1980 | VEB | 713260 | 20419 | 45 | 4469.4922 | 15949.5078 | 15949507.7778 |  | 8 | 1020.95 | 1020950 | 19398.05 | 2.222% | 431.0678 | 16380.5756 | 4038.4244
10141103 | GMT | TRANSFORMADOR | T32 | TRANSFORMADOR MARCA:VEB NAMPULA CENTRAL T32 |  | NAMPULA CENTRAL | NAMPULA |  |  | S15°6'51.028" | E039°15'10.387" | 5000 | 33KV | 11KV | 3 | 1980 | VEB | 713262 | 20419 | 45 | 4469.4922 | 15949.5078 | 15949507.7778 |  | 8 | 1020.95 | 1020950 | 19398.05 | 2.222% | 431.0678 | 16380.5756 | 4038.4244
10141103 | GMT | TRANSFORMADOR | T11 | TRANSFORMADOR MARCA:VEB NACALA T11 |  | NACALA | NACALA |  |  | 14°33'24.851" | 40°40'21.418" | 8000 | 11KV | 6.6KV | 3 | 1980 | VEB | 713244 | 20419 | 45 | 4469.4922 | 15949.5078 | 15949507.7778 |  | 8 | 1020.95 | 1020950 | 19398.05 | 2.222% | 431.0678 | 16380.5756 | 4038.4244
10141103 | GMT | TRANSFORMADOR | T31 | TRANSFORMADOR MARCA:VEB NACALA T31 |  | NACALA | NACALA |  |  | 14°33'24.851" | 40°40'21.418" | 10000 | 33KV | 11KV | 3 | 1980 | VEB | 713243 | 20419 | 45 | 4469.4922 | 15949.5078 | 15949507.7778 |  | 8 | 1020.95 | 1020950 | 19398.05 | 2.222% | 431.0678 | 16380.5756 | 4038.4244
10141103 | GMT | TRANSFORMADOR | T32 | TRANSFORMADOR MARCA:VEB NACALA T32 |  | NACALA | NACALA |  |  | 14°33'24.851" | 40°40'21.418" | 10000 | 33KV | 11KV | 3 | 1980 | VEB | 713242 | 20419 | 45 | 4469.4922 | 15949.5078 | 15949507.7778 |  | 8 | 1020.95 | 1020950 | 19398.05 | 2.222% | 431.0678 | 16380.5756 | 4038.4244
10141103 | GMT | TRANSFORMADOR | TRFR 1 | TRANSFORMADOR MARCA:VEB PS02 TRFR 1 |  | PS02 | NACALA |  |  | 14°32'30.869" | 40°40'19.998" | 8000 | 11KV | 6.6KV | 3 | 1980 | VEB | 714892 | 20419 | 45 | 4469.4922 | 15949.5078 | 15949507.7778 |  | 8 | 1020.95 | 1020950 | 19398.05 | 2.222% | 431.0678 | 16380.5756 | 4038.4244
10141103 | PMT | TRANSFORMADOR | AGXX/PTS0057 | TRANSFORMADOR MARCA:ASEA AGXX/PTS0057 AGXX/PTS0057 | Estação de Bombagem | AGXX/PTS0057 | Gaza | Gaza |  | 25º 03.990 | 033º 39.143 | 315 | 11 | 0.4 | 3 | 1980 | ASEA | 57530 | 840 | 45 | 183.8667 | 656.1333 | 656133.3333 |  | 8 | 42 | 42000 | 798 | 2.222% | 17.7333 | 673.8667 | 166.1333
10141103 | PMT | TRANSFORMADOR | PTS 1090 | TRANSFORMADOR MARCA:Hawker PTS 1090 PTS 1090 |  | PTS 1090 | BOANE |  |  | 32,39967 | -25,99002 | 160 | 33 | 0.4 | 3Φ | 1980 | Hawker | T9769/1 | 991 | 45 | 216.9189 | 774.0811 | 774081.1111 |  | 8 | 49.55 | 49550 | 941.45 | 2.222% | 20.9211 | 795.0022 | 195.9978
10141103 | MS | MINISUBESTAÇÃO | PTS 138 | MINISUBESTAÇÃO MARCA:Motra PTS 138 |  |  | Maputo |  |  | 32,5828378 | -25,9734347 | 800 | 11 | 0,4 | 3Φ | 1981 | Motra | LEL19338 | 3119 | 45 | 748.56 | 2370.44 | 2370440 |  | 9 | 155.95 | 155950 | 2963.05 | 2.222% | 65.8456 | 2436.2856 | 682.7144
10141103 | MS | MINISUBESTAÇÃO | PTS 138 | MINISUBESTAÇÃO MARCA:Motra PTS 138 |  |  | Maputo |  |  | 32,5828378 | -25,9734347 | 800 | 11 | 0,4 | 3Φ | 1981 | Motra | LEL19338 | 3119 | 45 | 748.56 | 2370.44 | 2370440 |  | 9 | 155.95 | 155950 | 2963.05 | 2.222% | 65.8456 | 2436.2856 | 682.7144
10141103 | MS | MINISUBESTAÇÃO | PTS 101 | MINISUBESTAÇÃO MARCA:Motra PTS 101 |  |  | Maputo |  |  | 32,59493256 | -25,9529424 | 800 | 11 | 0,4 | 3Φ | 1981 | Motra | LEL19339 | 3119 | 45 | 748.56 | 2370.44 | 2370440 |  | 9 | 155.95 | 155950 | 2963.05 | 2.222% | 65.8456 | 2436.2856 | 682.7144
10141103 | MS | MINISUBESTAÇÃO | PT 256 | MINISUBESTAÇÃO MARCA: PT 256 |  |  | Maputo |  |  | 32,6016942 | -25,9467893 | 800 | 11 | 0,4 | 3Φ | 1981 |  |  | 3119 | 45 | 748.56 | 2370.44 | 2370440 |  | 9 | 155.95 | 155950 | 2963.05 | 2.222% | 65.8456 | 2436.2856 | 682.7144
10141103 | MS | MINISUBESTAÇÃO | PT 126 | MINISUBESTAÇÃO MARCA: PT 126 |  |  | Maputo |  |  | 32,6052033 | -25,9489079 | 800 | 11 | 0,4 | 3Φ | 1981 |  |  | 3119 | 45 | 748.56 | 2370.44 | 2370440 |  | 9 | 155.95 | 155950 | 2963.05 | 2.222% | 65.8456 | 2436.2856 | 682.7144
10141103 | MS | MINISUBESTAÇÃO | PT 339 | MINISUBESTAÇÃO MARCA: PT 339 |  |  | Maputo |  |  | 32,6063566 | -25,9493333 | 800 | 11 | 0,4 | 3Φ | 1981 |  |  | 3119 | 45 | 748.56 | 2370.44 | 2370440 |  | 9 | 155.95 | 155950 | 2963.05 | 2.222% | 65.8456 | 2436.2856 | 682.7144
10141103 | MS | MINISUBESTAÇÃO | PT 182 | MINISUBESTAÇÃO MARCA: PT 182 |  |  | Maputo |  |  | 32,6062147 | -25,9504557 | 800 | 11 | 0,4 | 3Φ | 1981 |  |  | 3119 | 45 | 748.56 | 2370.44 | 2370440 |  | 9 | 155.95 | 155950 | 2963.05 | 2.222% | 65.8456 | 2436.2856 | 682.7144
10141103 | MS | MINISUBESTAÇÃO | Mini PS MBWE | MINISUBESTAÇÃO MARCA: Mini PS MBWE |  |  | Maputo |  |  | 32,5982181 | -25,9667012 | 800 | 11 | 0,4 | 3Φ | 1981 |  |  | 3119 | 45 | 748.56 | 2370.44 | 2370440 |  | 9 | 155.95 | 155950 | 2963.05 | 2.222% | 65.8456 | 2436.2856 | 682.7144
10141103 | MS | MINISUBESTAÇÃO | PT 143 | MINISUBESTAÇÃO MARCA: PT 143 |  |  | Maputo |  |  | 32,5980406 | -25,9655008 | 800 | 11 | 0,4 | 3Φ | 1981 |  |  | 3119 | 45 | 748.56 | 2370.44 | 2370440 |  | 9 | 155.95 | 155950 | 2963.05 | 2.222% | 65.8456 | 2436.2856 | 682.7144
10141103 | MS | MINISUBESTAÇÃO | PT ? | MINISUBESTAÇÃO MARCA: PT ? |  |  | Maputo |  |  | 32,5980042 | -25,9640984 | 800 | 11 | 0,4 | 3Φ | 1981 |  |  | 3119 | 45 | 748.56 | 2370.44 | 2370440 |  | 9 | 155.95 | 155950 | 2963.05 | 2.222% | 65.8456 | 2436.2856 | 682.7144
10141103 | MS | MINISUBESTAÇÃO |  | MINISUBESTAÇÃO MARCA:ASEA PS1 OUTDOOR |  | PS1 OUTDOOR | QUALIMANE |  |  | S17 52 02.13 | E036 52 65.52 | 200 | 33 | 0.4 | 3 | 1981 | ASEA | 7260877 | 3638 | 45 | 873.12 | 2764.88 | 2764880 |  | 9 | 181.9 | 181900 | 3456.1 | 2.222% | 76.8022 | 2841.6822 | 796.3178
10141103 | GMT | TRANSFORMADOR | PT183 | TRANSFORMADOR MARCA:Motra/Sabuco PT183 PT183 | Depósito de Medicamentos Maquinino | PT183 | BEIRA | SOFALA |  | 693025.8 | 7806506 | 250 | 6.6 | 0.4 | 3 | 1981 | Motra/Sabuco | Lel 19232 | 840 | 45 | 201.6 | 638.4 | 638400 |  | 9 | 42 | 42000 | 798 | 2.222% | 17.7333 | 656.1333 | 183.8667
10141103 | PMT | TRANSFORMADOR | AGCHI/PT56 | TRANSFORMADOR MARCA:DESTA AGCHI/PT56 AGCHI/PT56 | STANHA | AGCHI/PT56 | CHIMOIO | MANICA | Stanha | S19 11 23,21 | E33 29 02,95 | 100 | 22 | 0.4 | 3 | 1981 | DESTA | T-1195/66 | 445 | 45 | 106.8 | 338.2 | 338200 |  | 9 | 22.25 | 22250 | 422.75 | 2.222% | 9.3944 | 347.5944 | 97.4056
10141103 | PMT | TRANSFORMADOR | PT 38 RE | TRANSFORMADOR MARCA:MOTRA PT 38 RE | Maxixe |  | Inhambane |  |  | 35,3369273 | -23,8490562 | 250 | 33 | 0,4 | 3Φ | 1981 | MOTRA | LEL 19286 | 991 | 45 | 237.84 | 753.16 | 753160 |  | 9 | 49.55 | 49550 | 941.45 | 2.222% | 20.9211 | 774.0811 | 216.9189
10141103 | AT | TRANSFORMADOR AUXILIAR |  | TRANSFORMADOR AUXILIAR MARCA:MOTRA SIEMENS Aeroporto |  | Aeroporto | Maputo |  |  |  |  | 50kVA | 11 | 0.4 | 3 | 1981 | MOTRA SIEMENS | TS4741A | 643 | 45 | 154.32 | 488.68 | 488680 |  | 9 | 32.15 | 32150 | 610.85 | 2.222% | 13.5744 | 502.2544 | 140.7456
10141103 | HYDRO GEN | GERADOR | GEN 1 | GERADOR MARCA:NEBB CENTRAL HYDRICO GEN 1 |  | CENTRAL HYDRICO | LICHINGA |  |  | 13°17'27.502 | 35°20'0.751" | 850KVA |  | 400V | 3 | 1982 | NEBB | 140169 | 1475 | 45 | 385.1389 | 1089.8611 | 1089861.1111 |  | 10 | 73.75 | 73750 | 1401.25 | 2.222% | 31.1389 | 1121 | 354
10141103 | HYDRO GEN | GERADOR | GEN 1 | GERADOR MARCA:NEBB CENTRAL HYDRICO GEN 1 |  | CENTRAL HYDRICO | LICHINGA |  |  | 13°17'27.502 | 35°20'0.751" | 850KVA |  | 400V | 3 | 1982 | NEBB | 140169 | 1890 | 45 | 493.5 | 1396.5 | 1396500 |  | 10 | 94.5 | 94500 | 1795.5 | 2.222% | 39.9 | 1436.4 | 453.6
10141103 | MS | MINISUBESTAÇÃO | PT60 | MINISUBESTAÇÃO MARCA:Hawker Siddeley PT60 | Kamubucuane |  | Maputo |  |  | 32.5421 | -25.9436 | 315 | 11 | 0,4 | 3Φ | 1982 | Hawker Siddeley | M2779/1 | 1213 | 45 | 316.7278 | 896.2722 | 896272.2222 |  | 10 | 60.65 | 60650 | 1152.35 | 2.222% | 25.6078 | 921.88 | 291.12
10141103 | GMT | TRANSFORMADOR | T1 | TRANSFORMADOR MARCA:NEBB CENTRAL HYDRICO T1 |  | CENTRAL HYDRICO | LICHINGA |  |  | 13°17'27.502 | 35°20'0.751" | 850 | 33KV | 400V | 3 | 1982 | NEBB | 82-0792 | 1890 | 45 | 493.5 | 1396.5 | 1396500 |  | 10 | 94.5 | 94500 | 1795.5 | 2.222% | 39.9 | 1436.4 | 453.6
10141103 | GMT | TRANSFORMADOR | T1 | TRANSFORMADOR MARCA:NEBB CENTRAL HYDRICO T1 |  | CENTRAL HYDRICO | LICHINGA |  |  | 13°17'27.502 | 35°20'0.751" | 850 | 33KV | 400V | 3 | 1982 | NEBB | 82-0792 | 1890 | 45 | 493.5 | 1396.5 | 1396500 |  | 10 | 94.5 | 94500 | 1795.5 | 2.222% | 39.9 | 1436.4 | 453.6
10141103 | GMT | TRANSFORMADOR |  | TRANSFORMADOR MARCA:PAUWELS PTS 1009 |  | PTS 1009 | MOCUBA |  |  | S16 50 33.36 | E036 59 39.63 | 315 | 11 | 0,4 | 3 | 1982 | PAUWELS | 8210979 | 840 | 45 | 219.3333 | 620.6667 | 620666.6667 |  | 10 | 42 | 42000 | 798 | 2.222% | 17.7333 | 638.4 | 201.6
10141103 | GMT | TRANSFORMADOR |  | TRANSFORMADOR MARCA:EFACEC PTS 1010 |  | PTS 1010 | MOCUBA |  |  | S16 50 15.14 | E036 59 45.07 | 315 | 11 | 0,4 | 3 | 1982 | EFACEC |  | 840 | 45 | 219.3333 | 620.6667 | 620666.6667 |  | 10 | 42 | 42000 | 798 | 2.222% | 17.7333 | 638.4 | 201.6
10141103 | PMT | TRANSFORMADOR | PTS 561 | TRANSFORMADOR MARCA:TANELEC PTS 561 PTS 561 |  | PTS 561 | Belulane | Mozal |  | 32.392803 | -25.923164 | 200 | 11 | 0.4 | 3Ø | 1982 | TANELEC | T-0029 | 572 | 45 | 149.3556 | 422.6444 | 422644.4444 |  | 10 | 28.6 | 28600 | 543.4 | 2.222% | 12.0756 | 434.72 | 137.28
10141103 | PMT | TRANSFORMADOR | PTS 543 | TRANSFORMADOR MARCA:" PTS 543 PTS 543 |  | PTS 543 | Boane | Belelane |  | 32.383691 | -25.907095 | 200 | 11 | 0.4 | 3Ø | 1982 | " | T-0032 | 572 | 45 | 149.3556 | 422.6444 | 422644.4444 |  | 10 | 28.6 | 28600 | 543.4 | 2.222% | 12.0756 | 434.72 | 137.28
10141103 | PMT | TRANSFORMADOR | PT 32 RG | TRANSFORMADOR MARCA:Tanelec PT 32 RG | Vilankulo |  | Inhambane |  |  | 35,2924238 | -22,0102934 | 200 | 11 | 0.4 | 3Φ | 1982 | Tanelec | T-0466 | 572 | 45 | 149.3556 | 422.6444 | 422644.4444 |  | 10 | 28.6 | 28600 | 543.4 | 2.222% | 12.0756 | 434.72 | 137.28
10141103 | AT | TRANSFORMADOR AUXILIAR | AT 1 | TRANSFORMADOR AUXILIAR MARCA:ALSTHOM NAMPULA 220Kv AT 1 |  | NAMPULA 220Kv | NAMPULA |  |  | S15°7'28.20" | E039°13'6.147" | 400Kva | 33Kv | 400V | 3 | 1982 | ALSTHOM | P21555A04 | 1039 | 45 | 271.2944 | 767.7056 | 767705.5556 |  | 10 | 51.95 | 51950 | 987.05 | 2.222% | 21.9344 | 789.64 | 249.36
10141103 | AT | TRANSFORMADOR AUXILIAR | AT 1 | TRANSFORMADOR AUXILIAR MARCA:NEBB CENTRAL HYDRICO AT 1 |  | CENTRAL HYDRICO | LICHINGA |  |  | 13°17'27.502 | 35°20'0.751" | 850kVA | 33KV | 400V | 3 | 1982 | NEBB | 82-0791 | 1475 | 45 | 385.1389 | 1089.8611 | 1089861.1111 |  | 10 | 73.75 | 73750 | 1401.25 | 2.222% | 31.1389 | 1121 | 354
10141103 | AT | TRANSFORMADOR AUXILIAR | AT 1 | TRANSFORMADOR AUXILIAR MARCA:ALSTHOM NAMPULA 220Kv AT 1 |  | NAMPULA 220Kv | NAMPULA |  |  | S15°7'28.20" | E039°13'6.147" | 400Kva | 33Kv | 400V | 3 | 1982 | ALSTHOM | P21555A04 | 1200 | 45 | 313.3333 | 886.6667 | 886666.6667 |  | 10 | 60 | 60000 | 1140 | 2.222% | 25.3333 | 912 | 288
10141103 | AT | TRANSFORMADOR AUXILIAR | AT 1 | TRANSFORMADOR AUXILIAR MARCA:NEBB CENTRAL HYDRICO AT 1 |  | CENTRAL HYDRICO | LICHINGA |  |  | 13°17'27.502 | 35°20'0.751" | 850 | 33KV | 400V | 3 | 1982 | NEBB | 82-0791 | 1890 | 45 | 493.5 | 1396.5 | 1396500 |  | 10 | 94.5 | 94500 | 1795.5 | 2.222% | 39.9 | 1436.4 | 453.6
10141103 | AT | TRANSFORMADOR AUXILIAR |  | TRANSFORMADOR AUXILIAR MARCA:ALSTHOM CERAMCA |  | CERAMCA | QUALIMANE |  |  | S17 43 18.30 | E036 53 41.38 | 400 | 33 | 0,4 | 3 | 1982 | ALSTHOM | P21555A02 | 1200 | 45 | 313.3333 | 886.6667 | 886666.6667 |  | 10 | 60 | 60000 | 1140 | 2.222% | 25.3333 | 912 | 288
10141103 | AT | TRANSFORMADOR AUXILIAR |  | TRANSFORMADOR AUXILIAR MARCA:UNITRAFO CERAMCA |  | CERAMCA | QUALIMANE |  |  | S17 43 18.30 | E036 53 41.38 | 400 | 33 | 0,4 | 3 | 1982 | UNITRAFO | E53617.1 | 1200 | 45 | 313.3333 | 886.6667 | 886666.6667 |  | 10 | 60 | 60000 | 1140 | 2.222% | 25.3333 | 912 | 288
10141103 | AT | TRANSFORMADOR AUXILIAR |  | TRANSFORMADOR AUXILIAR MARCA:ALSTHOM MOCUBA |  | MOCUBA | MOCUBA |  |  | S16 49 25.00 | E037 01 35.26 | 400 | 33 | 0,4 | 3 | 1982 | ALSTHOM | P21 555 A01 | 1200 | 45 | 313.3333 | 886.6667 | 886666.6667 |  | 10 | 60 | 60000 | 1140 | 2.222% | 25.3333 | 912 | 288
10141103 | React | REACTOR | 1 | REACTOR MARCA:ALSTHOM NAMPULA 220Kv 1 |  | NAMPULA 220Kv | NAMPULA |  |  | S15°7'28.20" | E039°13'6.147" | 200000 | 33 |  | 3 | 1983 | ALSTHOM | 224590-02 | 32432 | 45 | 9153.0311 | 23278.9689 | 23278968.8889 |  | 11 | 1621.6 | 1621600 | 30810.4 | 2.222% | 684.6756 | 23963.6444 | 8468.3556
10141103 | React | REACTOR | 1 | REACTOR MARCA:ALSTHOM NAMPULA 220Kv 1 |  | NAMPULA 220Kv | NAMPULA |  |  | S15°7'28.20" | E039°13'6.147" | 20000 | 33 |  | 3 | 1983 | ALSTHOM | 224590-02 | 12090 | 45 | 3412.0667 | 8677.9333 | 8677933.3333 |  | 11 | 604.5 | 604500 | 11485.5 | 2.222% | 255.2333 | 8933.1667 | 3156.8333
10141103 | React | REACTOR | 1 | REACTOR MARCA:ALSTOM ALTO MOLOCUE 1 |  | ALTO MOLOCUE | ALTO MOLOCUE |  |  | 15°39'10.268" | 37°40'14.559" | 20000 | 33 |  | 3 | 1983 | ALSTOM | 224 90 01 | 1290 | 45 | 364.0667 | 925.9333 | 925933.3333 |  | 11 | 64.5 | 64500 | 1225.5 | 2.222% | 27.2333 | 953.1667 | 336.8333
10141103 | GMT | TRANSFORMADOR | PT1 | TRANSFORMADOR MARCA:EFACEC PT1 PT1 | Central da Munhava | PT1 | BEIRA | SOFALA | n/a | S 19°48'26,02" | E 034°51'09,28" | 100 | 6.6 | 0.4 | 3 | 1983 | EFACEC | 19117S | 763 | 45 | 215.3356 | 547.6644 | 547664.4444 |  | 11 | 38.15 | 38150 | 724.85 | 2.222% | 16.1078 | 563.7722 | 199.2278
10141103 | GMT | TRANSFORMADOR | PT100 | TRANSFORMADOR MARCA:Tanelec PT100 PT100 | Bairro do Goto(Piscina) | PT100 | BEIRA | SOFALA |  | 693612.2 | 7805498.5 | 315 | 6.6 | 0.4 | 3 | 1983 | Tanelec | T-1045 | 840 | 45 | 237.0667 | 602.9333 | 602933.3333 |  | 11 | 42 | 42000 | 798 | 2.222% | 17.7333 | 620.6667 | 219.3333
10141103 | GMT | TRANSFORMADOR | PT161 | TRANSFORMADOR MARCA:Led Breda PT161 PT161 | Electrónica Pioneiros | PT161 | BEIRA | SOFALA |  | 693339.8 | 7807280.7 | 250 | 6.6 | 0.4 | 3 | 1983 | Led Breda | 128205 | 840 | 45 | 237.0667 | 602.9333 | 602933.3333 |  | 11 | 42 | 42000 | 798 | 2.222% | 17.7333 | 620.6667 | 219.3333
10141103 | GMT | TRANSFORMADOR | AGCHI/PT03 | TRANSFORMADOR MARCA:ASEA AGCHI/PT03 AGCHI/PT03 | SEMAFOROS | AGCHI/PT03 | CHIMOIO | MANICA | DA 1 ESQUADRA PRM | S19 06 47,48 | E033 28 51,54 | 500 | 6.6 | 0.4 | 3 | 1983 | ASEA | 6121771 | 1016 | 45 | 286.7378 | 729.2622 | 729262.2222 |  | 11 | 50.8 | 50800 | 965.2 | 2.222% | 21.4489 | 750.7111 | 265.2889
10141103 | GMT | TRANSFORMADOR | PTS 133 | TRANSFORMADOR MARCA:Alsthom Atlantique PTS 133 PTS 133 |  | PTS 133 | Mabukwane |  |  |  |  | 630 | 11 | 0.4 | 3Ø | 1983 | Alsthom Atlantique | 715.290 | 1016 | 45 | 286.7378 | 729.2622 | 729262.2222 |  | 11 | 50.8 | 50800 | 965.2 | 2.222% | 21.4489 | 750.7111 | 265.2889
10141103 | GMT | TRANSFORMADOR | PTS 789 | TRANSFORMADOR MARCA:MOTRA PTS 789 PTS 789 |  | PTS 789 | Boane | Boane |  | 32.330941 | -25.046760 | 315 | 33 | 0.4 | 3Ø | 1983 | MOTRA | LEL 22437 | 1039 | 45 | 293.2289 | 745.7711 | 745771.1111 |  | 11 | 51.95 | 51950 | 987.05 | 2.222% | 21.9344 | 767.7056 | 271.2944
10141103 | PMT | TRANSFORMADOR | AGMNC/PT2 | TRANSFORMADOR MARCA:TANLEC AGMNC/PT2 AGMNC/PT2 | Bairro Josina Machel | AGMNC/PT2 | MANICA | MANICA | PROXIMO DA PISCINA DE MANICA | S18 56 21,48 | E032 52 08,4 | 315 | 33 | 0.4 | 3 | 1983 | TANLEC | T-9106 | 1039 | 45 | 293.2289 | 745.7711 | 745771.1111 |  | 11 | 51.95 | 51950 | 987.05 | 2.222% | 21.9344 | 767.7056 | 271.2944
10141103 | PMT | TRANSFORMADOR | PTS 77 | TRANSFORMADOR MARCA:ASEA PTS 77 PTS 77 |  | PTS 77 | Matola | Liqueleva |  | 32.449330 | -25.909484 | 400 | 33 | 0.4 | 3Ø | 1983 | ASEA | 6115632 | 1039 | 45 | 293.2289 | 745.7711 | 745771.1111 |  | 11 | 51.95 | 51950 | 987.05 | 2.222% | 21.9344 | 767.7056 | 271.2944
10141103 | PMT | TRANSFORMADOR | PTS 251 | TRANSFORMADOR MARCA:TANELEC PTS 251 PTS 251 |  | PTS 251 | Boane | Mozal |  | 32.376727 | -25.919566 | 200 | 11 | 0.4 | 3Ø | 1983 | TANELEC | T-0478 | 572 | 45 | 161.4311 | 410.5689 | 410568.8889 |  | 11 | 28.6 | 28600 | 543.4 | 2.222% | 12.0756 | 422.6444 | 149.3556
10141103 | GMT | TRANSFORMADOR | AGCHI/PT02 | TRANSFORMADOR MARCA:TANELEC AGCHI/PT02 AGCHI/PT02 | POSTO DE SAUDE EDUARDO MONDLANE | AGCHI/PT02 | CHIMOIO | MANICA |  | S19 06 39,69 | E 033 28 36,45 | 500 | 6.6 | 0.4 | 3 | 1984 | TANELEC | T-1017 | 1016 | 45 | 308.1867 | 707.8133 | 707813.3333 |  | 12 | 50.8 | 50800 | 965.2 | 2.222% | 21.4489 | 729.2622 | 286.7378
10141103 | PMT | TRANSFORMADOR | PT 120R | TRANSFORMADOR MARCA:Tanelec PT 120R | Guava |  | Maputo |  |  | 32,5956081 | -25,8777721 | 500 | 33 | 0.4 | 3Φ | 1984 | Tanelec | T-1424 | 1200 | 45 | 364 | 836 | 836000 |  | 12 | 60 | 60000 | 1140 | 2.222% | 25.3333 | 861.3333 | 338.6667
10141103 | HYDRO GEN | GERADOR | G1 | GERADOR MARCA:NEBB CENTRAL HYDRICA G1 |  | CENTRAL HYDRICA | CUAMBA |  |  | 14°43'16.135" | 36°42'19.221" | 650KVA |  | 400V | 3 | 1985 | NEBB | 140769 | 3500 | 45 | 1135.5556 | 2364.4444 | 2364444.4444 |  | 13 | 175 | 175000 | 3325 | 2.222% | 73.8889 | 2438.3333 | 1061.6667
10141103 | HYDRO GEN | GERADOR | G2 | GERADOR MARCA:NEBB CENTRAL HYDRICA G2 |  | CENTRAL HYDRICA | CUAMBA |  |  | 14°43'16.135" | 36°42'19.221" | 650KVA |  | 400V | 3 | 1985 | NEBB | 140770 | 3500 | 45 | 1135.5556 | 2364.4444 | 2364444.4444 |  | 13 | 175 | 175000 | 3325 | 2.222% | 73.8889 | 2438.3333 | 1061.6667
10141103 | HYDRO GEN | GERADOR | G1 | GERADOR MARCA:NEBB CENTRAL HYDRICA G1 |  | CENTRAL HYDRICA | CUAMBA |  |  | 14°43'16.135" | 36°42'19.221" | 650KVA |  | 400V | 3 | 1985 | NEBB | 140769 | 1200 | 45 | 389.3333 | 810.6667 | 810666.6667 |  | 13 | 60 | 60000 | 1140 | 2.222% | 25.3333 | 836 | 364
10141103 | HYDRO GEN | GERADOR | G2 | GERADOR MARCA:NEBB CENTRAL HYDRICA G2 |  | CENTRAL HYDRICA | CUAMBA |  |  | 14°43'16.135" | 36°42'19.221" | 650KVA |  | 400V | 3 | 1985 | NEBB | 140770 | 1200 | 45 | 389.3333 | 810.6667 | 810666.6667 |  | 13 | 60 | 60000 | 1140 | 2.222% | 25.3333 | 836 | 364
10141103 | MS | MINISUBESTAÇÃO | PTS 136 | MINISUBESTAÇÃO MARCA:Tanelec PTS 136 |  |  | Maputo |  |  | 32,5932703 | -25,9613486 | 315 | 11 | 0,4 | 3Φ | 1985 | Tanelec | T2200 | 1213 | 45 | 393.5511 | 819.4489 | 819448.8889 |  | 13 | 60.65 | 60650 | 1152.35 | 2.222% | 25.6078 | 845.0567 | 367.9433
10141103 | MS | MINISUBESTAÇÃO | PT 92 | MINISUBESTAÇÃO MARCA: PT 92 |  |  | Maputo |  |  | 32,5941886 | -25,9590893 | 315 | 11 | 0.4 | 3Φ | 1985 |  |  | 1213 | 45 | 393.5511 | 819.4489 | 819448.8889 |  | 13 | 60.65 | 60650 | 1152.35 | 2.222% | 25.6078 | 845.0567 | 367.9433
10141103 | MS | MINISUBESTAÇÃO | PT 92A | MINISUBESTAÇÃO MARCA: PT 92A |  |  | Maputo |  |  | 32,5944298 | -25,9586704 | 315 | 11 | 0.4 | 3Φ | 1985 |  |  | 1213 | 45 | 393.5511 | 819.4489 | 819448.8889 |  | 13 | 60.65 | 60650 | 1152.35 | 2.222% | 25.6078 | 845.0567 | 367.9433
10141103 | MS | MINISUBESTAÇÃO | PT 73 | MINISUBESTAÇÃO MARCA: PT 73 |  |  | Maputo |  |  | 32,5974309 | -25,9582039 | 315 | 11 | 0.4 | 3Φ | 1985 |  |  | 1213 | 45 | 393.5511 | 819.4489 | 819448.8889 |  | 13 | 60.65 | 60650 | 1152.35 | 2.222% | 25.6078 | 845.0567 | 367.9433
10141103 | MS | MINISUBESTAÇÃO | PT 36 | MINISUBESTAÇÃO MARCA:Efacec PT 36 |  |  | Maputo |  |  | 32,5999851 | -25,9591621 | 500 | 11 | 0,4 | 3Φ | 1985 | Efacec | 2790 | 2426 | 45 | 787.1022 | 1638.8978 | 1638897.7778 |  | 13 | 121.3 | 121300 | 2304.7 | 2.222% | 51.2156 | 1690.1133 | 735.8867
10141103 | MS | MINISUBESTAÇÃO | PT 98 | MINISUBESTAÇÃO MARCA:Tanelec PT 98 |  |  | Maputo |  |  | 32,5904632 | -25,9751038 | 630 | 11 | 0,4 | 3Φ | 1985 | Tanelec | T-2207 | 2772 | 45 | 899.36 | 1872.64 | 1872640 |  | 13 | 138.6 | 138600 | 2633.4 | 2.222% | 58.52 | 1931.16 | 840.84
10141103 | MS | MINISUBESTAÇÃO | PT 98 | MINISUBESTAÇÃO MARCA:Tanelec PT 98 |  |  | Maputo |  |  | 32,5904632 | -25,9751038 | 630 | 11 | 0,4 | 3Φ | 1985 | Tanelec | T-2207 | 2772 | 45 | 899.36 | 1872.64 | 1872640 |  | 13 | 138.6 | 138600 | 2633.4 | 2.222% | 58.52 | 1931.16 | 840.84
10141103 | GMT | TRANSFORMADOR |  | TRANSFORMADOR MARCA:TANELEC LIMITED CENTRAL HYDRICA |  | CENTRAL HYDRICA | CUAMBA |  |  | 14°43'16.135" | 36°42'19.221" | 650 | 33KV | 400V | 3 | 1985 | TANELEC LIMITED | T-1430 | 1200 | 45 | 389.3333 | 810.6667 | 810666.6667 |  | 13 | 60 | 60000 | 1140 | 2.222% | 25.3333 | 836 | 364
10141103 | GMT | TRANSFORMADOR | AGCHI/PT66 | TRANSFORMADOR MARCA:TANELEC AGCHI/PT66 AGCHI/PT66 | SOALPO | AGCHI/PT66 | CHIMOIO | MANICA |  | S19 07 48,22 | E033 29 56,99 | 200 | 6.6 | 0.4 | 3 | 1985 | TANELEC | T-2175 | 572 | 45 | 185.5822 | 386.4178 | 386417.7778 |  | 13 | 28.6 | 28600 | 543.4 | 2.222% | 12.0756 | 398.4933 | 173.5067
10141103 | GMT | TRANSFORMADOR | AGCHI/PT112 | TRANSFORMADOR MARCA:TANELEC AGCHI/PT112 AGCHI/PT112 | MANICA SHOPPING CENTER | AGCHI/PT112 | CHIMOIO | MANICA | Bairro 3 de Fevereiro | S19 06 58,54 | E033 28 45,67 | 200 | 6.6 | 0.4 | 3 | 1985 | TANELEC | T-2178 | 572 | 45 | 185.5822 | 386.4178 | 386417.7778 |  | 13 | 28.6 | 28600 | 543.4 | 2.222% | 12.0756 | 398.4933 | 173.5067
10141103 | GMT | TRANSFORMADOR | AGGDL/PT17 | TRANSFORMADOR MARCA:TANELEC AGGDL/PT17 AGGDL/PT17 | Bairro Amatongas Socel | AGGDL/PT17 | GONDOLA | MANICA | CENTRO EDUCATIONAL DAS AMATONGAS | S19 06 07,5 | E033 48 33,3 | 160 | 22 | 0.4 | 3 | 1985 | TANELEC | T2235 | 572 | 45 | 185.5822 | 386.4178 | 386417.7778 |  | 13 | 28.6 | 28600 | 543.4 | 2.222% | 12.0756 | 398.4933 | 173.5067
10141103 | GMT | TRANSFORMADOR | PTS 78 | TRANSFORMADOR MARCA:TANELEC PTS 78 PTS 78 |  | PTS 78 | Maxaquene |  |  |  |  | 800 | 11 | 0.4 | 3Ø | 1985 | TANELEC | T-1 342 | 1525 | 45 | 494.7778 | 1030.2222 | 1030222.2222 |  | 13 | 76.25 | 76250 | 1448.75 | 2.222% | 32.1944 | 1062.4167 | 462.5833
10141103 | GMT | TRANSFORMADOR | PT 15 RG | TRANSFORMADOR MARCA:France Transfo PT 15 RG | Vilankulo |  | Inhambane |  |  | 35,3202744 | -22,0001184 | 200 | 11 | 0.4 | 3Φ | 1985 | France Transfo | 134689 01 | 572 | 45 | 185.5822 | 386.4178 | 386417.7778 |  | 13 | 28.6 | 28600 | 543.4 | 2.222% | 12.0756 | 398.4933 | 173.5067
10141103 | GMT | TRANSFORMADOR |  | TRANSFORMADOR MARCA:TANELEC LIMITED CENTRAL HYDRICA |  | CENTRAL HYDRICA | CUAMBA |  |  | 14°43'16.135" | 36°42'19.221" | 650 | 33KV | 400V | 3 | 1985 | TANELEC LIMITED | T-1430 | 1200 | 45 | 389.3333 | 810.6667 | 810666.6667 |  | 13 | 60 | 60000 | 1140 | 2.222% | 25.3333 | 836 | 364
10141103 | PMT | TRANSFORMADOR | PT 728 | TRANSFORMADOR MARCA:Tanelec PT 728 | Mashava |  | Maputo |  |  | 32,2635908 | -25,3206115 | 100 | 33 | 0,4 | 3Φ | 1985 | Tanelec | T-2254 | 763 | 45 | 247.5511 | 515.4489 | 515448.8889 |  | 13 | 38.15 | 38150 | 724.85 | 2.222% | 16.1078 | 531.5567 | 231.4433
10141103 | PMT | TRANSFORMADOR | PTS 729 | TRANSFORMADOR MARCA:Tanelec PTS 729 | Mashava |  | Maputo |  |  | 32,2528042 | -25,3225815 | 100 | 33 | 0,4 | 3Φ | 1985 | Tanelec | T-2253 | 763 | 45 | 247.5511 | 515.4489 | 515448.8889 |  | 13 | 38.15 | 38150 | 724.85 | 2.222% | 16.1078 | 531.5567 | 231.4433
10141103 | PMT | TRANSFORMADOR | PT 12 RG | TRANSFORMADOR MARCA:Tanelec PT 12 RG | Vilankulo |  | Inhambane |  |  | 35,3197848 | -21,9912111 | 315 | 11 | 0.4 | 3Φ | 1985 | Tanelec | T-2184 | 840 | 45 | 272.5333 | 567.4667 | 567466.6667 |  | 13 | 42 | 42000 | 798 | 2.222% | 17.7333 | 585.2 | 254.8
10141103 | PMT | TRANSFORMADOR | PT 44 RG | TRANSFORMADOR MARCA:Tanelec PT 44 RG | Vilankulo |  | Inhambane |  |  | 35,3078836 | -22,0029908 | 315 | 11 | 0.4 | 3Φ | 1985 | Tanelec | T-2197 | 840 | 45 | 272.5333 | 567.4667 | 567466.6667 |  | 13 | 42 | 42000 | 798 | 2.222% | 17.7333 | 585.2 | 254.8
10141103 | PMT | TRANSFORMADOR | PTS 885 | TRANSFORMADOR MARCA:Tanelec Tanzania PTS 885 |  |  | MATOLA |  |  | 32,453253 | -25,970053 | 50 | 33 | 0.4 | 3Φ | 1985 | Tanelec Tanzania | T-1814 | 643 | 45 | 208.6178 | 434.3822 | 434382.2222 |  | 13 | 32.15 | 32150 | 610.85 | 2.222% | 13.5744 | 447.9567 | 195.0433
10141103 | PMT | TRANSFORMADOR | PTS 01 | TRANSFORMADOR MARCA:TANELEC TANZANIA PTS 01 |  |  | Inherrime |  |  | 35,02443 | -24,47677 | 315 | 33 | 0.4 | 3Φ | 1985 | TANELEC TANZANIA | T-1412 | 1039 | 45 | 337.0978 | 701.9022 | 701902.2222 |  | 13 | 51.95 | 51950 | 987.05 | 2.222% | 21.9344 | 723.8367 | 315.1633
10141103 | PMT | TRANSFORMADOR | PT 315R | TRANSFORMADOR MARCA:Tanelec Tanzania PT 315R |  |  | Bukiso |  |  | 32,564786 | -25,770915 | 315 | 33 | 0.4 | 3Φ | 1985 | Tanelec Tanzania | T-1416 | 1039 | 45 | 337.0978 | 701.9022 | 701902.2222 |  | 13 | 51.95 | 51950 | 987.05 | 2.222% | 21.9344 | 723.8367 | 315.1633
10141103 | PMT | TRANSFORMADOR | PT 184 | TRANSFORMADOR MARCA:Desta Power Matla PT 184 PT 184 |  | PT 184 | Vale de Infulene |  |  | 32.547473 | -25.901981 | 250 | 33 | 0.4 | 3Ø | 1985 | Desta Power Matla | T-2922/37 | 991 | 45 | 321.5244 | 669.4756 | 669475.5556 |  | 13 | 49.55 | 49550 | 941.45 | 2.222% | 20.9211 | 690.3967 | 300.6033
10141103 | PMT | TRANSFORMADOR | PTS 167 | TRANSFORMADOR MARCA:EFACEC PTS 167 PTS 167 |  | PTS 167 | T3 |  |  | 32.531237 | -25.900841 | 250 | 33 | 0.4 | 3Ø | 1985 | EFACEC | 9053 | 991 | 45 | 321.5244 | 669.4756 | 669475.5556 |  | 13 | 49.55 | 49550 | 941.45 | 2.222% | 20.9211 | 690.3967 | 300.6033
10141103 | PMT | TRANSFORMADOR | PTS 250 | TRANSFORMADOR MARCA: PTS 250 PTS 250 |  | PTS 250 | Belulane | Mozal |  | 32.391050 | -25.917286 | 500 | 11 | 0.4 | 3Ø | 1985 |  |  | 1016 | 45 | 329.6356 | 686.3644 | 686364.4444 |  | 13 | 50.8 | 50800 | 965.2 | 2.222% | 21.4489 | 707.8133 | 308.1867
10141103 | SPARE TRFR | TRANSFORMADOR |  | TRANSFORMADOR MARCA: ANGOCHE |  | ANGOCHE | ANGOCHE |  |  | 16°12'42.00" | 39°55'3.654 | 3500KVA | 33KV | 6.6KV | 3 | 1985 |  |  | 16420 | 45 | 5327.3778 | 11092.6222 | 11092622.2222 |  | 13 | 821 | 821000 | 15599 | 2.222% | 346.6444 | 11439.2667 | 4980.7333
10141103 | AT | TRANSFORMADOR AUXILIAR |  | TRANSFORMADOR AUXILIAR MARCA:ASEA MONTEPUEZ INTERMEDIATE |  | MONTEPUEZ INTERMEDIATE | MONTEPUEZ | MONTEPUEZ |  | S 13˚07'25,2'' | E039˚31'36,2'' | 500 KVA | 11 | 0.4 | 3 | 1985 | ASEA |  | 1200 | 45 | 389.3333 | 810.6667 | 810666.6667 |  | 13 | 60 | 60000 | 1140 | 2.222% | 25.3333 | 836 | 364
10141103 | GMT | TRANSFORMADOR |  | TRANSFORMADOR MARCA:N/A SE-MATUNDO | TETE | SE-MATUNDO | TETE | CHINGODZI |  | 567788.878 | 8219169.029 | 100 | 6.6 | 0.4 | 3 | 1986 | N/A | N/A | 763 | 45 | 263.6589 | 499.3411 | 499341.1111 |  | 14 | 38.15 | 38150 | 724.85 | 2.222% | 16.1078 | 515.4489 | 247.5511
10141103 | PMT | TRANSFORMADOR | AGCBT/PTS0220 | TRANSFORMADOR MARCA:Pauwrls Trafo AGCBT/PTS0220 AGCBT/PTS0220 | Missavene | AGCBT/PTS0220 | GESTÃO ZSC DE CHIBUTO | Gaza |  | 24° 40.587 | 033° 31.863 | 100 | 33 | 0.4 | 3 | 1986 | Pauwrls Trafo | 86N2036 | 763 | 45 | 263.6589 | 499.3411 | 499341.1111 |  | 14 | 38.15 | 38150 | 724.85 | 2.222% | 16.1078 | 515.4489 | 247.5511
10141103 | PMT | TRANSFORMADOR |  | TRANSFORMADOR MARCA:EFACEC PEMBA | AGPMB | PEMBA | PEMBA | Serração Miti |  | 665054 | 8555333 | 500 | 33 | 0.4 | 3 | 1986 | EFACEC | ILEGIVEL | 1200 | 45 | 414.6667 | 785.3333 | 785333.3333 |  | 14 | 60 | 60000 | 1140 | 2.222% | 25.3333 | 810.6667 | 389.3333
10141103 | PMT | TRANSFORMADOR | PT 276R | TRANSFORMADOR MARCA:PAUWELS PT 276R PT 276R |  | PT 276R | Macaneta |  |  | 32.701759 | -25.701190 | 100 | 33 | 0.4 | 3Ø | 1986 | PAUWELS | 86N2035 | 763 | 45 | 263.6589 | 499.3411 | 499341.1111 |  | 14 | 38.15 | 38150 | 724.85 | 2.222% | 16.1078 | 515.4489 | 247.5511
10141149 | CAP | CAPACITOR | EC1 | CAPACITOR MARCA:ABB LINDELA EC1 |  | LINDELA | Maputo |  |  | -24.06.220 | 035.15.484 | 1500 | 33 |  | 3 | 1987 | ABB |  | 20 | 45 | 7.3333 | 12.6667 | 12666.6667 |  | 15 | 1 | 1000 | 19 | 2.222% | 0.42222 | 13.0889 | 6.9111
10141103 | MS | MINISUBESTAÇÃO | AGCHI/PT42 | MINISUBESTAÇÃO MARCA:EFACEC AGCHI/PT42 AGCHI/PT42 | PRACA DOS HERIOS | AGCHI/PT42 | CHIMOIO | MANICA | Bairro Eduardo Mondlane | S19 06 32,96 | E033 28 13,35 | 315 | 6.6 | 0.4 | 3 | 1987 | EFACEC | 10180.2 | 1213 | 45 | 444.7667 | 768.2333 | 768233.3333 |  | 15 | 60.65 | 60650 | 1152.35 | 2.222% | 25.6078 | 793.8411 | 419.1589
10141103 | GMT | TRANSFORMADOR |  | TRANSFORMADOR MARCA:EFACEC MATAMBO-SUB | TETE | MATAMBO-SUB | TETE | DEGUE |  | 552807.948 | 8216822.536 | 160 | 33 | 0.4 | 3 | 1987 | EFACEC | 261976 | 991 | 45 | 363.3667 | 627.6333 | 627633.3333 |  | 15 | 49.55 | 49550 | 941.45 | 2.222% | 20.9211 | 648.5544 | 342.4456
10141103 | GMT | TRANSFORMADOR | PT18 | TRANSFORMADOR MARCA:EFACEC PT18 PT18 | TDM - Macuti | PT18 | BEIRA | SOFALA |  | 696813.7 | 7803993.4 | 630 | 6.6 | 0.4 | 3 | 1987 | EFACEC | 102838.4 | 1016 | 45 | 372.5333 | 643.4667 | 643466.6667 |  | 15 | 50.8 | 50800 | 965.2 | 2.222% | 21.4489 | 664.9156 | 351.0844
10141103 | GMT | TRANSFORMADOR | PT186 | TRANSFORMADOR MARCA:EFACEC PT186 PT186 | Sadelmi-Empregilo Macúti | PT186 | BEIRA | SOFALA |  | 697384.3 | 7804095.9 | 315 | 6.6 | 0.4 | 3 | 1987 | EFACEC | 10180.43 | 840 | 45 | 308 | 532 | 532000 |  | 15 | 42 | 42000 | 798 | 2.222% | 17.7333 | 549.7333 | 290.2667
10141103 | GMT | TRANSFORMADOR | PTS 3003 | TRANSFORMADOR MARCA:OCEM ALTO MOLOCUE PTS 3003 |  | ALTO MOLOCUE | ALTO MOLOCUE | MULUXASSE |  | 15°38'37.579" | 37°40"44.700" | 400 | 33KV | 400V | 3 | 1987 | OCEM |  | 1039 | 45 | 380.9667 | 658.0333 | 658033.3333 |  | 15 | 51.95 | 51950 | 987.05 | 2.222% | 21.9344 | 679.9678 | 359.0322
10141103 | GMT | TRANSFORMADOR | PTS 3007 | TRANSFORMADOR MARCA: ALTO MOLOCUE PTS 3007 |  | ALTO MOLOCUE | ALTO MOLOCUE | SUBSTACACO MULUXASSE |  | 15°38'46.184" | 37°40'31.457" | 315 | 33KV | 400V | 3 | 1987 |  |  | 1039 | 45 | 380.9667 | 658.0333 | 658033.3333 |  | 15 | 51.95 | 51950 | 987.05 | 2.222% | 21.9344 | 679.9678 | 359.0322
10141103 | PMT | TRANSFORMADOR | AGCHI/PT124 | TRANSFORMADOR MARCA:HAWKER SIDDELEY AGCHI/PT124 AGCHI/PT124 | MOAGEM SANTANA | AGCHI/PT124 | CHIMOIO | MANICA | Bairro Nhamaonha | S 19 06 48,77 | E 033 29 53,85 | 200 | 6.6 | 0.4 | 3 | 1987 | HAWKER SIDDELEY | T6054/1 | 572 | 45 | 209.7333 | 362.2667 | 362266.6667 |  | 15 | 28.6 | 28600 | 543.4 | 2.222% | 12.0756 | 374.3422 | 197.6578
10141103 | PMT | TRANSFORMADOR | AGVDZ/PT10 | TRANSFORMADOR MARCA:EFACEC AGVDZ/PT10 AGVDZ/PT10 | Bairro Chigodole | AGVDZ/PT10 | VANDUZI | MANICA | CHIGODORE | S19 05 34,6 | E033 13 18,4 | 100 | 22 | 0.4 | 3 | 1987 | EFACEC | 101843 | 445 | 45 | 163.1667 | 281.8333 | 281833.3333 |  | 15 | 22.25 | 22250 | 422.75 | 2.222% | 9.3944 | 291.2278 | 153.7722
10141103 | SPARE TRFR | TRANSFORMADOR |  | TRANSFORMADOR MARCA: ANGOCHE |  | ANGOCHE | ANGOCHE |  |  | 16°12'42.00" | 39°55'3.654 | 160KVA | 33KV | 400V | 3 | 1987 |  |  | 991 | 45 | 363.3667 | 627.6333 | 627633.3333 |  | 15 | 49.55 | 49550 | 941.45 | 2.222% | 20.9211 | 648.5544 | 342.4456
10141103 | AT | TRANSFORMADOR AUXILIAR | AUX TRFR 1 | TRANSFORMADOR AUXILIAR MARCA:GONELLA PS02 AUX TRFR 1 |  | PS02 | NACALA |  |  | 14°32'30.869" | 40°40'19.998" | 630KVA | 11KV | 400V | 3 | 1987 | GONELLA | 30420 | 1200 | 45 | 440 | 760 | 760000 |  | 15 | 60 | 60000 | 1140 | 2.222% | 25.3333 | 785.3333 | 414.6667
10141103 | AT | TRANSFORMADOR AUXILIAR | AUX TRFR 1 | TRANSFORMADOR AUXILIAR MARCA:GONELLA PS02 AUX TRFR 1 |  | PS02 | NACALA |  |  | 14°32'30.869" | 40°40'19.998" | 630KVA | 11KV | 400V | 3 | 1987 | GONELLA | 30420 | 1200 | 45 | 440 | 760 | 760000 |  | 15 | 60 | 60000 | 1140 | 2.222% | 25.3333 | 785.3333 | 414.6667
10141103 | GMT | TRANSFORMADOR |  | TRANSFORMADOR MARCA:HANSEN SOEHNE SE MATUNDO | TETE | SE MATUNDO | TETE | GEOMOC |  | 564683.499 | 8215330.47 | 250 | 6.6 | 0.4 | 3 | 1988 | HANSEN SOEHNE | 88N1367 | 840 | 45 | 325.7333 | 514.2667 | 514266.6667 |  | 16 | 42 | 42000 | 798 | 2.222% | 17.7333 | 532 | 308
10141103 | GMT | TRANSFORMADOR | H1T1 | TRANSFORMADOR MARCA:PAUWELLS TRAFO CENTRAL HYDRICA H1T1 |  | CENTRAL HYDRICA | CUAMBA |  |  | 14°43'16.135" | 36°42'19.221" | 50 | 33KV | 400V | 3 | 1988 | PAUWELLS TRAFO | 88N4693 | 643 | 45 | 249.3411 | 393.6589 | 393658.8889 |  | 16 | 32.15 | 32150 | 610.85 | 2.222% | 13.5744 | 407.2333 | 235.7667
10141103 | PMT | TRANSFORMADOR | PT118 | TRANSFORMADOR MARCA:Efacec PT118 PT118 | Bairro do Vaz(Escola Primária) | PT118 | BEIRA | SOFALA |  | 695709.9 | 7810335 | 315 | 22 | 0.4 | 3 | 1988 | Efacec | 702215 | 953 | 45 | 369.5522 | 583.4478 | 583447.7778 |  | 16 | 47.65 | 47650 | 905.35 | 2.222% | 20.1189 | 603.5667 | 349.4333
10141103 | PMT | TRANSFORMADOR | PT 200 | TRANSFORMADOR MARCA:Efacec PT 200 | Infulene |  | Maputo |  |  | 32,5429094 | -25,8779139 | 315 | 33 | 0,4 | 3Φ | 1988 | Efacec | 10193.1 | 1039 | 45 | 402.9011 | 636.0989 | 636098.8889 |  | 16 | 51.95 | 51950 | 987.05 | 2.222% | 21.9344 | 658.0333 | 380.9667
10141103 | AT | TRANSFORMADOR AUXILIAR |  | TRANSFORMADOR AUXILIAR MARCA:PAUWELS TRAFO GUARAGUARA |  | GUARAGUARA | BUZI |  |  |  |  | 50 | 33 | 0.4 | 3 | 1988 | PAUWELS TRAFO | 88N4671 | 505 | 45 | 195.8278 | 309.1722 | 309172.2222 |  | 16 | 25.25 | 25250 | 479.75 | 2.222% | 10.6611 | 319.8333 | 185.1667
10141103 | AT | TRANSFORMADOR AUXILIAR |  | TRANSFORMADOR AUXILIAR MARCA:ASEA Munhava | SOFALA | Munhava | Beira | Sofala |  | S 19°48'26.02" | E 034°51'09.28" | 50 | 22 | 0.4 | 3 | 1988 | ASEA | 6131395 | 643 | 45 | 249.3411 | 393.6589 | 393658.8889 |  | 16 | 32.15 | 32150 | 610.85 | 2.222% | 13.5744 | 407.2333 | 235.7667
10141103 | MS | MINISUBESTAÇÃO | PT 5 | MINISUBESTAÇÃO MARCA:TANELEC PT 5 PT 5 |  | PT 5 | Maputo City |  | Marien Nguabi |  |  | 630 | 11 | 0.4 | 3Ø | 1989 | TANELEC | T-6203 | 2772 | 45 | 1133.44 | 1638.56 | 1638560 |  | 17 | 138.6 | 138600 | 2633.4 | 2.222% | 58.52 | 1697.08 | 1074.92
10141103 | MS | MINISUBESTAÇÃO | PT 107 | MINISUBESTAÇÃO MARCA:France Transfo PT 107 |  |  | Maputo |  |  | 32,5951376 | -25,9613478 | 315 | 11 | 0,4 | 3Φ | 1989 | France Transfo | 161330-02 | 1213 | 45 | 495.9822 | 717.0178 | 717017.7778 |  | 17 | 60.65 | 60650 | 1152.35 | 2.222% | 25.6078 | 742.6256 | 470.3744
10141103 | MS | MINISUBESTAÇÃO | PT 62 | MINISUBESTAÇÃO MARCA: PT 62 |  |  | Maputo |  |  | 32,595097 | -25,9592593 | 315 | 11 | 0.4 | 3Φ | 1989 |  |  | 1213 | 45 | 495.9822 | 717.0178 | 717017.7778 |  | 17 | 60.65 | 60650 | 1152.35 | 2.222% | 25.6078 | 742.6256 | 470.3744
10141103 | MS | MINISUBESTAÇÃO | PTS 14 | MINISUBESTAÇÃO MARCA:Tanelec PTS 14 |  |  | Maputo |  |  | 32,5759682 | -25,9697793 | 315 | 11 | 0,4 | 3Φ | 1989 | Tanelec | T-6192 | 1213 | 45 | 495.9822 | 717.0178 | 717017.7778 |  | 17 | 60.65 | 60650 | 1152.35 | 2.222% | 25.6078 | 742.6256 | 470.3744
10141103 | MS | MINISUBESTAÇÃO | PT 109 | MINISUBESTAÇÃO MARCA:France Transfo PT 109 |  |  | Maputo |  |  | 32,6130848 | -25,9479551 | 500 | 11 | 0,4 | 3Φ | 1989 | France Transfo | 161323-01 | 2426 | 45 | 991.9644 | 1434.0356 | 1434035.5556 |  | 17 | 121.3 | 121300 | 2304.7 | 2.222% | 51.2156 | 1485.2511 | 940.7489
10141103 | MS | MINISUBESTAÇÃO | PTS 112 | MINISUBESTAÇÃO MARCA: PTS 112 |  |  | Maputo |  |  | 32,6122796 | -25,9487995 | 500 | 11 | 0,4 | 3Φ | 1989 |  |  | 2426 | 45 | 991.9644 | 1434.0356 | 1434035.5556 |  | 17 | 121.3 | 121300 | 2304.7 | 2.222% | 51.2156 | 1485.2511 | 940.7489
10141103 | PMT | TRANSFORMADOR | AGXX/PTS0061 | TRANSFORMADOR MARCA:TANELEC AGXX/PTS0061 AGXX/PTS0061 | Patrice Lumumba B.3 | AGXX/PTS0061 | Gaza | Gaza |  | 25º 04.529 | 033º 40.223 | 315 | 11 | 0.4 | 3 | 1989 | TANELEC | T-6190 | 840 | 45 | 343.4667 | 496.5333 | 496533.3333 |  | 17 | 42 | 42000 | 798 | 2.222% | 17.7333 | 514.2667 | 325.7333
10141103 | PMT | TRANSFORMADOR | AGXX/PTS0072 | TRANSFORMADOR MARCA:TANELEC AGXX/PTS0072 AGXX/PTS0072 | Tembene Silvano | AGXX/PTS0072 | Gaza | Gaza |  | 25º 04.188 | 033º 41.280 | 100 | 11 | 0.4 | 3 | 1989 | TANELEC | T - 0412 | 445 | 45 | 181.9556 | 263.0444 | 263044.4444 |  | 17 | 22.25 | 22250 | 422.75 | 2.222% | 9.3944 | 272.4389 | 172.5611
10141103 | PMT | TRANSFORMADOR | AGXX/PTS0089 | TRANSFORMADOR MARCA:DESTA AGXX/PTS0089 AGXX/PTS0089 | Macamwine Mabolhelene | AGXX/PTS0089 | Gaza | Gaza |  | 25º 05.751 | 033º 43.485 | 100 | 11 | 0.4 | 3 | 1989 | DESTA | DT0021/332 | 445 | 45 | 181.9556 | 263.0444 | 263044.4444 |  | 17 | 22.25 | 22250 | 422.75 | 2.222% | 9.3944 | 272.4389 | 172.5611
10141103 | PMT | TRANSFORMADOR | AGXX/PTS0090 | TRANSFORMADOR MARCA:TANELEC AGXX/PTS0090 AGXX/PTS0090 | Praia de Xai-Xai antes da Rotunda | AGXX/PTS0090 | Gaza | Gaza |  | 25º 06.549 | 033º 43.582 | 100 | 11 | 0.4 | 3 | 1989 | TANELEC | 6181 | 445 | 45 | 181.9556 | 263.0444 | 263044.4444 |  | 17 | 22.25 | 22250 | 422.75 | 2.222% | 9.3944 | 272.4389 | 172.5611
10141103 | PMT | TRANSFORMADOR | PTS 166 | TRANSFORMADOR MARCA:SIEMENS PTS 166 PTS 166 |  | PTS 166 | Infulene D |  |  | 32.531192 | -25.898322 | 160 | 33 | 0.4 | 3Ø | 1989 | SIEMENS | LEL34390 | 991 | 45 | 405.2089 | 585.7911 | 585791.1111 |  | 17 | 49.55 | 49550 | 941.45 | 2.222% | 20.9211 | 606.7122 | 384.2878
10141103 | AT | TRANSFORMADOR AUXILIAR |  | TRANSFORMADOR AUXILIAR MARCA:Abb Se5 |  | Se5 | Maputo |  |  |  |  | 400 | 11 | 0.4 | 3 | 1989 | Abb | 420-24977 | 1200 | 45 | 490.6667 | 709.3333 | 709333.3333 |  | 17 | 60 | 60000 | 1140 | 2.222% | 25.3333 | 734.6667 | 465.3333
10141103 | MS | MINISUBESTAÇÃO | PT 32 | MINISUBESTAÇÃO MARCA:TANELEC PT 32 PT 32 |  | PT 32 | Maputo City |  | Karl Marx |  |  | 630 | 11 | 0.4 | 3Ø | 1990 | TANELEC | T6861 | 2772 | 45 | 1191.96 | 1580.04 | 1580040 |  | 18 | 138.6 | 138600 | 2633.4 | 2.222% | 58.52 | 1638.56 | 1133.44
10141103 | MS | MINISUBESTAÇÃO | PT 56 | MINISUBESTAÇÃO MARCA:Efacec PT 56 |  |  | Maputo |  |  | 32,5854239 | -25,9539346 | 500 | 11 | 0,4 | 3Φ | 1990 | Efacec | CEI76-1976 | 2426 | 45 | 1043.18 | 1382.82 | 1382820 |  | 18 | 121.3 | 121300 | 2304.7 | 2.222% | 51.2156 | 1434.0356 | 991.9644
10141103 | MS | MINISUBESTAÇÃO | PT 34 | MINISUBESTAÇÃO MARCA: PT 34 |  |  | Maputo |  |  | 32,5831512 | -25,9540076 | 500 | 11 | 0,4 | 3Φ | 1990 |  |  | 2426 | 45 | 1043.18 | 1382.82 | 1382820 |  | 18 | 121.3 | 121300 | 2304.7 | 2.222% | 51.2156 | 1434.0356 | 991.9644
10141103 | MS | MINISUBESTAÇÃO | PT 328 | MINISUBESTAÇÃO MARCA: PT 328 |  |  | Maputo |  |  | 32,5840269 | -25,9520269 | 500 | 11 | 0,4 | 3Φ | 1990 |  |  | 2426 | 45 | 1043.18 | 1382.82 | 1382820 |  | 18 | 121.3 | 121300 | 2304.7 | 2.222% | 51.2156 | 1434.0356 | 991.9644
10141103 | MS | MINISUBESTAÇÃO | PT 385 | MINISUBESTAÇÃO MARCA: PT 385 |  |  | Maputo |  |  | 32,5872027 | -25,9522351 | 500 | 11 | 0,4 | 3Φ | 1990 |  |  | 2426 | 45 | 1043.18 | 1382.82 | 1382820 |  | 18 | 121.3 | 121300 | 2304.7 | 2.222% | 51.2156 | 1434.0356 | 991.9644
10141103 | MS | MINISUBESTAÇÃO | PT 205 | MINISUBESTAÇÃO MARCA: PT 205 | Mahotas |  | Maputo |  |  | 32,6109819 | -25,9168916 | 630 | 11 | 0,4 | 3Φ | 1990 |  |  | 2772 | 45 | 1191.96 | 1580.04 | 1580040 |  | 18 | 138.6 | 138600 | 2633.4 | 2.222% | 58.52 | 1638.56 | 1133.44
10141103 | GMT | TRANSFORMADOR |  | TRANSFORMADOR MARCA:N/A SE-MOVEL | TETE | SE-MOVEL | TETE | ACAMP.CETA |  | 568226 | 8215040 | 200 | 33 | 0.4 | 3 | 1990 | N/A | N/A | 991 | 45 | 426.13 | 564.87 | 564870 |  | 18 | 49.55 | 49550 | 941.45 | 2.222% | 20.9211 | 585.7911 | 405.2089
10141103 | GMT | TRANSFORMADOR | PT61 | TRANSFORMADOR MARCA:Efacec PT61 PT61 | Fábrica S.Pedro - Manga | PT61 | BEIRA | SOFALA |  | 696162.3 | 7814001.3 | 500 | 22 | 0.4 | 3 | 1990 | Efacec | 11547.1 | 1016 | 45 | 436.88 | 579.12 | 579120 |  | 18 | 50.8 | 50800 | 965.2 | 2.222% | 21.4489 | 600.5689 | 415.4311
10141103 | GMT | TRANSFORMADOR | AGCHI/PT29 | TRANSFORMADOR MARCA:EFACEC AGCHI/PT29 AGCHI/PT29 | ACAMPAMENTO DA SAUDE) | AGCHI/PT29 | CHIMOIO | MANICA |  | S19 07 41,24 | E033 28 50,00 | 315 | 22 | 0.4 | 3 | 1990 | EFACEC | 12508 | 953 | 45 | 409.79 | 543.21 | 543210 |  | 18 | 47.65 | 47650 | 905.35 | 2.222% | 20.1189 | 563.3289 | 389.6711
10141103 | GMT | TRANSFORMADOR | PTS 116 | TRANSFORMADOR MARCA:EFACEC PTS 116 PTS 116 |  | PTS 116 | Maputo City |  | Filipe S. Magaia |  |  | 500 | 11 | 0.4 | 3Ø | 1990 | EFACEC |  | 1016 | 45 | 436.88 | 579.12 | 579120 |  | 18 | 50.8 | 50800 | 965.2 | 2.222% | 21.4489 | 600.5689 | 415.4311
10141103 | GMT | TRANSFORMADOR | PTS 64R | TRANSFORMADOR MARCA:TANELEC PTS 64R PTS 64R |  | PTS 64R | Zimpeto |  |  | 32.566992 | -25.860992 | 315 | 33 | 0.4 | 3Ø | 1990 | TANELEC | T-6899 | 1039 | 45 | 446.77 | 592.23 | 592230 |  | 18 | 51.95 | 51950 | 987.05 | 2.222% | 21.9344 | 614.1644 | 424.8356
10141103 | PMT | TRANSFORMADOR | AGCHI/PT41 | TRANSFORMADOR MARCA:TANELEC AGCHI/PT41 AGCHI/PT41 | EPC NHAMAONHA | AGCHI/PT41 | CHIMOIO | MANICA |  | S19 07 12,73 | E033 29 39,91 | 315 | 6.6 | 0.4 | 3 | 1990 | TANELEC | TC6155 | 840 | 45 | 361.2 | 478.8 | 478800 |  | 18 | 42 | 42000 | 798 | 2.222% | 17.7333 | 496.5333 | 343.4667
10141103 | PMT | TRANSFORMADOR | PT 238 | TRANSFORMADOR MARCA:Tanelec PT 238 | Mahotas |  | Maputo |  |  | 32,6076808 | -25,9184905 | 800 | 11 | 0,4 | 3Φ | 1990 | Tanelec | T-6865 | 1525 | 45 | 655.75 | 869.25 | 869250 |  | 18 | 76.25 | 76250 | 1448.75 | 2.222% | 32.1944 | 901.4444 | 623.5556
10141103 | PMT | TRANSFORMADOR | PT 569R | TRANSFORMADOR MARCA:Tanelec Tanzania PT 569R |  |  | Muhlaze |  |  | 32,516389 | -25,81979 | 200 | 33 | 0.4 | 3Φ | 1990 | Tanelec Tanzania | T-6882 | 991 | 45 | 426.13 | 564.87 | 564870 |  | 18 | 49.55 | 49550 | 941.45 | 2.222% | 20.9211 | 585.7911 | 405.2089
10141103 | PMT | TRANSFORMADOR | PT 262R | TRANSFORMADOR MARCA:Tanelec Tanzania PT 262R |  |  | Muhlaze |  |  | 32,530593 | -25,845765 | 630 | 33 | 0.4 | 3Φ | 1990 | Tanelec Tanzania | F6905 | 1200 | 45 | 516 | 684 | 684000 |  | 18 | 60 | 60000 | 1140 | 2.222% | 25.3333 | 709.3333 | 490.6667
10141103 | PMT | TRANSFORMADOR | PTS 6 | TRANSFORMADOR MARCA:Tanelec Tanzania PTS 6 |  |  | CIDADE DA MATOLA |  |  | 32,460404 | -25,976402 | 315 | 33 | 0.4 | 3Φ | 1990 | Tanelec Tanzania | T-6892 | 1039 | 45 | 446.77 | 592.23 | 592230 |  | 18 | 51.95 | 51950 | 987.05 | 2.222% | 21.9344 | 614.1644 | 424.8356
10141103 | GMT | TRANSFORMADOR | PT9 | TRANSFORMADOR MARCA:EFACEC PT9 PT9 | Hospital da Ponta-Gêa | PT9 | BEIRA | SOFALA |  | 693046.2 | 7805131.4 | 250 | 6.6 | 0.4 | 3 | 1991 | EFACEC | 12619.3 | 840 | 45 | 378.9333 | 461.0667 | 461066.6667 |  | 19 | 42 | 42000 | 798 | 2.222% | 17.7333 | 478.8 | 361.2
10141103 | GMT | TRANSFORMADOR | PT32 | TRANSFORMADOR MARCA:EFACEC PT32 PT32 | Av. Mártires de Revolução(Macúti Hotel Lunamar) | PT32 | BEIRA | SOFALA |  | 697374.1 | 7804202.8 | 315 | 6.6 | 0.4 | 3 | 1991 | EFACEC | 12620.1 | 840 | 45 | 378.9333 | 461.0667 | 461066.6667 |  | 19 | 42 | 42000 | 798 | 2.222% | 17.7333 | 478.8 | 361.2
10141103 | GMT | TRANSFORMADOR | PT81 | TRANSFORMADOR MARCA:Efacec PT81 PT81 | Fábrica de Plásticos Pioneiros | PT81 | BEIRA | SOFALA |  | 693302.2 | 7807223.7 | 100 | 6.6 | 0.4 | 3 | 1991 | Efacec | 12616.3 | 763 | 45 | 344.1978 | 418.8022 | 418802.2222 |  | 19 | 38.15 | 38150 | 724.85 | 2.222% | 16.1078 | 434.91 | 328.09
10141103 | GMT | TRANSFORMADOR |  | TRANSFORMADOR MARCA:EFACEC PTS 213 |  | PTS 213 | NICODALA |  |  | S17 35 03.32 | E036 48 43.68 | 315 | 11 | 0,4 | 3 | 1991 | EFACEC | 12637-5 | 840 | 45 | 378.9333 | 461.0667 | 461066.6667 |  | 19 | 42 | 42000 | 798 | 2.222% | 17.7333 | 478.8 | 361.2
10141103 | PMT | TRANSFORMADOR |  | TRANSFORMADOR MARCA:EFACEC SE-MANJE | TETE | SE-MANJE | ULONGUE | RADIO |  | 645797.440 | 8372995.780 | 160 | 33 | 0.4 | 3 | 1991 | EFACEC | 30955 | 991 | 45 | 447.0511 | 543.9489 | 543948.8889 |  | 19 | 49.55 | 49550 | 941.45 | 2.222% | 20.9211 | 564.87 | 426.13
10141103 | PMT | TRANSFORMADOR |  | TRANSFORMADOR MARCA:EFACEC SE-MANJE | TETE | SE-MANJE | ULONGUE | HAMITO |  | 646784.841 | 8371709.472 | 200 | 33 | 0.4 | 3 | 1991 | EFACEC | 60071 | 991 | 45 | 447.0511 | 543.9489 | 543948.8889 |  | 19 | 49.55 | 49550 | 941.45 | 2.222% | 20.9211 | 564.87 | 426.13
10141103 | PMT | TRANSFORMADOR | PT 441 | TRANSFORMADOR MARCA:Efacec PT 441 | Kamubucuane |  | Maputo |  |  | 32,6309395 | -25,8650991 | 250 | 33 | 0,4 | 3Φ | 1991 | Efacec | 12625.2 | 991 | 45 | 447.0511 | 543.9489 | 543948.8889 |  | 19 | 49.55 | 49550 | 941.45 | 2.222% | 20.9211 | 564.87 | 426.13
10141103 | PMT | TRANSFORMADOR | AGXX/PTS0063 | TRANSFORMADOR MARCA:EFACEC AGXX/PTS0063 AGXX/PTS0063 | B.10 Tavene | AGXX/PTS0063 | Gaza | Gaza |  | 25º 03.743 | 033º 39.543 | 200 | 11 | 0.4 | 3 | 1991 | EFACEC | 12624.1 | 572 | 45 | 258.0356 | 313.9644 | 313964.4444 |  | 19 | 28.6 | 28600 | 543.4 | 2.222% | 12.0756 | 326.04 | 245.96
10141103 | PMT | TRANSFORMADOR |  | TRANSFORMADOR MARCA:MEGATRON FEDERAL PTS INSPENSAO |  | PTS INSPENSAO | NICODALA |  |  | S17 35 00.65 | E036 48 29.90 | 315 | 11 | 0,4 | 3 | 1991 | MEGATRON FEDERAL |  | 840 | 45 | 378.9333 | 461.0667 | 461066.6667 |  | 19 | 42 | 42000 | 798 | 2.222% | 17.7333 | 478.8 | 361.2
10141103 | PMT | TRANSFORMADOR | PT 50R | TRANSFORMADOR MARCA:GEC ALSTHOM PT 50R PT 50R |  | PT 50R | Mateque |  |  | 32.635007 | -25.806725 | 500 | 33 | 0.4 | 3Ø | 1991 | GEC ALSTHOM | 06722/01/02 | 1200 | 45 | 541.3333 | 658.6667 | 658666.6667 |  | 19 | 60 | 60000 | 1140 | 2.222% | 25.3333 | 684 | 516
10141103 | GMT | TRANSFORMADOR |  | TRANSFORMADOR MARCA:EFACEC SE-MATAMBO | TETE | SE-MATAMBO | TETE | M.MUTHEMBA |  | 559749.317 | 8213056.975 | 250 | 33 | 0.4 | 3 | 1992 | EFACEC | 13519/1 | 991 | 45 | 467.9722 | 523.0278 | 523027.7778 |  | 20 | 49.55 | 49550 | 941.45 | 2.222% | 20.9211 | 543.9489 | 447.0511
10141103 | GMT | TRANSFORMADOR |  | TRANSFORMADOR MARCA:EFACEC SE-MATAMBO | TETE | SE-MATAMBO | TETE | M.MUTHEMBA |  | 559948.670 | 8211711.055 | 200 | 33 | 0.4 | 3 | 1992 | EFACEC | 13521-3 | 991 | 45 | 467.9722 | 523.0278 | 523027.7778 |  | 20 | 49.55 | 49550 | 941.45 | 2.222% | 20.9211 | 543.9489 | 447.0511
10141103 | GMT | TRANSFORMADOR | PT8 | TRANSFORMADOR MARCA:EFACEC PT8 PT8 | Rua Neves Ferreira(Batata-Frita) | PT8 | BEIRA | SOFALA |  | 693738.9 | 7806689.9 | 250 | 6.6 | 0.4 | 3 | 1992 | EFACEC | 13496/8 | 840 | 45 | 396.6667 | 443.3333 | 443333.3333 |  | 20 | 42 | 42000 | 798 | 2.222% | 17.7333 | 461.0667 | 378.9333
10141103 | GMT | TRANSFORMADOR | PT157 | TRANSFORMADOR MARCA:Motra Sabuco-Efacec PT157 PT157 | Rua Fernão Lopes da Castanheira(Matacuane Sede Partido) | PT157 | BEIRA | SOFALA |  | 694836.9 | 7805771.8 | 500 | 6.6 | 0.4 | 3 | 1992 | Motra Sabuco-Efacec | 678113496.3 | 1016 | 45 | 479.7778 | 536.2222 | 536222.2222 |  | 20 | 50.8 | 50800 | 965.2 | 2.222% | 21.4489 | 557.6711 | 458.3289
10141103 | GMT | TRANSFORMADOR | AGCHI/PT11 | TRANSFORMADOR MARCA:EFACEC AGCHI/PT11 AGCHI/PT11 | ZONA INDUSTRIAL ICNHOPE MADEIDRAS | AGCHI/PT11 | CHIMOIO | MANICA |  | S19 06 29,78 | E033 27 31,22 | 200 | 6.6 | 0.4 | 3 | 1992 | EFACEC | 13495.7 | 572 | 45 | 270.1111 | 301.8889 | 301888.8889 |  | 20 | 28.6 | 28600 | 543.4 | 2.222% | 12.0756 | 313.9644 | 258.0356
10141103 | PMT | TRANSFORMADOR |  | TRANSFORMADOR MARCA:N/A SE-MOATIZE | TETE | SE-MOATIZE | MOATIZE | B7-1 DE MAIO |  | 579427.569 | 8217304.814 | 250 | 6.6 | 0.4 | 3 | 1992 | N/A | N/A | 840 | 45 | 396.6667 | 443.3333 | 443333.3333 |  | 20 | 42 | 42000 | 798 | 2.222% | 17.7333 | 461.0667 | 378.9333
10141103 | PMT | TRANSFORMADOR |  | TRANSFORMADOR MARCA:GEC SE-MOATIZE | TETE | SE-MOATIZE | MOATIZE | IGMM |  | 577208.028 | 8217914.048 | 250 | 6.6 | 0.4 | 3 | 1992 | GEC | 6596 | 840 | 45 | 396.6667 | 443.3333 | 443333.3333 |  | 20 | 42 | 42000 | 798 | 2.222% | 17.7333 | 461.0667 | 378.9333
10141103 | PMT | TRANSFORMADOR |  | TRANSFORMADOR MARCA:EFACEC SE-MANJE | TETE | SE-MANJE | ULONGUE | SEMUA |  | 652232.785 | 8364328.122 | 100 | 33 | 0.4 | 3 | 1992 | EFACEC | K 008212.02 | 763 | 45 | 360.3056 | 402.6944 | 402694.4444 |  | 20 | 38.15 | 38150 | 724.85 | 2.222% | 16.1078 | 418.8022 | 344.1978
10141103 | PMT | TRANSFORMADOR | PTS 115 | TRANSFORMADOR MARCA:EFACEC PTS 115 PTS 115 |  | PTS 115 | Matola | Tchumemene 5 |  | 32.424267 | -25.863366 | 250 | 33 | 0.4 | 3Ø | 1992 | EFACEC | 13518.8 | 991 | 45 | 467.9722 | 523.0278 | 523027.7778 |  | 20 | 49.55 | 49550 | 941.45 | 2.222% | 20.9211 | 543.9489 | 447.0511
10141103 | PMT | TRANSFORMADOR | PTS 451 | TRANSFORMADOR MARCA:Efacec PTS 451 | Mashava |  | Maputo |  |  | 32,5088128 | -25,9005204 | 250 | 33 | 0,4 | 3Φ | 1992 | Efacec | 13519.9 | 991 | 45 | 467.9722 | 523.0278 | 523027.7778 |  | 20 | 49.55 | 49550 | 941.45 | 2.222% | 20.9211 | 543.9489 | 447.0511
10141103 | PMT | TRANSFORMADOR | AGXX/PTS0080 | TRANSFORMADOR MARCA:EFACEC AGXX/PTS0080 AGXX/PTS0080 | Patrice Lumumba Antigos Combat. | AGXX/PTS0080 | Gaza | Gaza |  | 25º 05.177 | 033º 40.663 | 250 | 11 | 0.4 | 3 | 1992 | EFACEC | 13502.1 | 840 | 45 | 396.6667 | 443.3333 | 443333.3333 |  | 20 | 42 | 42000 | 798 | 2.222% | 17.7333 | 461.0667 | 378.9333
10141103 | PMT | TRANSFORMADOR | PTS 08 | TRANSFORMADOR MARCA: PME Transfomers Inhambane PTS 08 |  | Inhambane | Inhambane |  |  | 35,39059 | -23,87949 | 100 | 33 | 0.4 | 3Φ | 1992 | PME Transfomers | 1. 13494.1 2. 100110301 | 763 | 45 | 360.3056 | 402.6944 | 402694.4444 |  | 20 | 38.15 | 38150 | 724.85 | 2.222% | 16.1078 | 418.8022 | 344.1978
10141103 | PMT | TRANSFORMADOR | No Label | TRANSFORMADOR MARCA:Efacec Inhambane No Label |  | Inhambane | Inhambane |  |  | 35,39978 | -23,93651 | 250 | 33 | 0.4 | 3Φ | 1992 | Efacec | 13519.5 | 991 | 45 | 467.9722 | 523.0278 | 523027.7778 |  | 20 | 49.55 | 49550 | 941.45 | 2.222% | 20.9211 | 543.9489 | 447.0511
10141103 | PMT | TRANSFORMADOR | PTS 310 | TRANSFORMADOR MARCA:France PTS 310 PTS 310 |  | PTS 310 | BOANE |  |  | 32,41289 | -25,01037 | 160 | 33 | 0.4 | 3Φ | 1992 | France | 186281-01 | 991 | 45 | 467.9722 | 523.0278 | 523027.7778 |  | 20 | 49.55 | 49550 | 941.45 | 2.222% | 20.9211 | 543.9489 | 447.0511
10141103 | PMT | TRANSFORMADOR | PT 25R | TRANSFORMADOR MARCA:EFACEC PT 25R PT 25R |  | PT 25R | Mabukwane |  |  |  |  | 500 | 33 | 0.4 | 3Ø | 1992 | EFACEC | 13522.8 | 1200 | 45 | 566.6667 | 633.3333 | 633333.3333 |  | 20 | 60 | 60000 | 1140 | 2.222% | 25.3333 | 658.6667 | 541.3333
10141103 | PMT | TRANSFORMADOR | PT 22R | TRANSFORMADOR MARCA:EFACEC PT 22R PT 22R |  | PT 22R | Mabukwane |  |  |  |  | 630 | 33 | 0.4 | 3Ø | 1992 | EFACEC |  | 1200 | 45 | 566.6667 | 633.3333 | 633333.3333 |  | 20 | 60 | 60000 | 1140 | 2.222% | 25.3333 | 658.6667 | 541.3333
10141103 | MS | MINISUBESTAÇÃO | PTS 169 | MINISUBESTAÇÃO MARCA:ABB Powertech PTS 169 PTS 169 |  | PTS 169 | Maputo City |  | Eduardo Mondlane |  |  | 800 | 11 | 0.4 | 3Ø | 1993 | ABB Powertech | 95163 | 3119 | 45 | 1538.7067 | 1580.2933 | 1580293.3333 |  | 21 | 155.95 | 155950 | 2963.05 | 2.222% | 65.8456 | 1646.1389 | 1472.8611
10141103 | MS | MINISUBESTAÇÃO | PTS 63 | MINISUBESTAÇÃO MARCA: PTS 63 PTS 63 |  | PTS 63 | Maputo City |  | Albert Lithuli |  |  | 800 | 11 | 0.4 | 3Ø | 1993 |  |  | 3119 | 45 | 1538.7067 | 1580.2933 | 1580293.3333 |  | 21 | 155.95 | 155950 | 2963.05 | 2.222% | 65.8456 | 1646.1389 | 1472.8611
10141103 | PMT | TRANSFORMADOR | PT 04 RG | TRANSFORMADOR MARCA:Power Engineers PT 04 RG | Vilankulo |  | Inhambane |  |  | 35,3141513 | -21,9502618 | 50 | 11 | 0.4 | 3Φ | 1993 | Power Engineers | 87055 | 381 | 45 | 187.96 | 193.04 | 193040 |  | 21 | 19.05 | 19050 | 361.95 | 2.222% | 8.0433 | 201.0833 | 179.9167
10141103 | PMT | TRANSFORMADOR | PT 01 RG | TRANSFORMADOR MARCA: PT 01 RG | Vilankulo |  | Inhambane |  |  | 35º19'04.41" | 21º59'58.89" | 630 | 11 | 0.4 | 3Φ | 1993 |  |  | 1016 | 45 | 501.2267 | 514.7733 | 514773.3333 |  | 21 | 50.8 | 50800 | 965.2 | 2.222% | 21.4489 | 536.2222 | 479.7778
10141103 | PMT | TRANSFORMADOR | PT 06 RG | TRANSFORMADOR MARCA: PT 06 RG | Vilankulo |  | Inhambane |  |  | 35˚18ˊ36.27" | 21˚57ˊ20.65" | 100 | 33 | 0.4 | 3Φ | 1993 |  |  | 763 | 45 | 376.4133 | 386.5867 | 386586.6667 |  | 21 | 38.15 | 38150 | 724.85 | 2.222% | 16.1078 | 402.6944 | 360.3056
10141103 | PMT | TRANSFORMADOR | PT 08 RG | TRANSFORMADOR MARCA: PT 08 RG | Vilankulo |  | Inhambane |  |  | 35˚16ˊ28.10" | 21˚50ˊ45.52" | 50 | 33 | 0.4 | 3Φ | 1993 |  |  | 643 | 45 | 317.2133 | 325.7867 | 325786.6667 |  | 21 | 32.15 | 32150 | 610.85 | 2.222% | 13.5744 | 339.3611 | 303.6389
10141103 | PMT | TRANSFORMADOR | PT 09 RG | TRANSFORMADOR MARCA: PT 09 RG | Vilankulo |  | Inhambane |  |  | 35˚16ˊ55.77" | 21˚49ˊ42.78" | 50 | 33 | 0.4 | 3Φ | 1993 |  |  | 643 | 45 | 317.2133 | 325.7867 | 325786.6667 |  | 21 | 32.15 | 32150 | 610.85 | 2.222% | 13.5744 | 339.3611 | 303.6389
10141103 | PMT | TRANSFORMADOR | PT 19 RG | TRANSFORMADOR MARCA: PT 19 RG | Vilankulo |  | Inhambane |  |  | 35˚18ˊ28.57ˮ | 21˚59ˊ37.21ˮ | 200 | 11 | 0.4 | 3Φ | 1993 |  |  | 572 | 45 | 282.1867 | 289.8133 | 289813.3333 |  | 21 | 28.6 | 28600 | 543.4 | 2.222% | 12.0756 | 301.8889 | 270.1111
10141103 | PMT | TRANSFORMADOR | PT 37 RG | TRANSFORMADOR MARCA: PT 37 RG | Vilankulo |  | Inhambane |  |  | 35˚18ˊ40.11ˮ | 21˚57ˊ50.33ˮ | 200 | 11 | 0.4 | 3Φ | 1993 |  |  | 572 | 45 | 282.1867 | 289.8133 | 289813.3333 |  | 21 | 28.6 | 28600 | 543.4 | 2.222% | 12.0756 | 301.8889 | 270.1111
10141103 | PMT | TRANSFORMADOR | PT 43 RG | TRANSFORMADOR MARCA: PT 43 RG | Vilankulo |  | Inhambane |  |  | 35˚18ˊ38.45ˮ | 21˚58ˊ17.43ˮ | 100 | 11 | 0.4 | 3Φ | 1993 |  |  | 445 | 45 | 219.5333 | 225.4667 | 225466.6667 |  | 21 | 22.25 | 22250 | 422.75 | 2.222% | 9.3944 | 234.8611 | 210.1389
10141103 | PMT | TRANSFORMADOR | PT 48 RG | TRANSFORMADOR MARCA: PT 48 RG | Vilankulo |  | Inhambane |  |  | 35˚08ˊ43.79ˮ | 21˚59ˊ52.31˚ | 100 | 33 | 0.4 | 3Φ | 1993 |  |  | 763 | 45 | 376.4133 | 386.5867 | 386586.6667 |  | 21 | 38.15 | 38150 | 724.85 | 2.222% | 16.1078 | 402.6944 | 360.3056
10141103 | PMT | TRANSFORMADOR | PT 49 RG | TRANSFORMADOR MARCA: PT 49 RG | Vilankulo |  | Inhambane |  |  | 35˚09ˊ41.93ˮ | 22˚01ˊ39.20ˮ | 100 | 33 | 0.4 | 3Φ | 1993 |  |  | 763 | 45 | 376.4133 | 386.5867 | 386586.6667 |  | 21 | 38.15 | 38150 | 724.85 | 2.222% | 16.1078 | 402.6944 | 360.3056
10141103 | PMT | TRANSFORMADOR | PT 50 RG | TRANSFORMADOR MARCA: PT 50 RG | Vilankulo |  | Inhambane |  |  | 35˚06ˊ41.74" | 22˚15ˊ16.93ˮ | 250 | 33 | 0.4 | 3Φ | 1993 |  |  | 991 | 45 | 488.8933 | 502.1067 | 502106.6667 |  | 21 | 49.55 | 49550 | 941.45 | 2.222% | 20.9211 | 523.0278 | 467.9722
10141103 | PMT | TRANSFORMADOR | PT 51 RG | TRANSFORMADOR MARCA: PT 51 RG | Vilankulo |  | Inhambane |  |  | 34˚47ˊ26.92" | 22˚13ˊ41.06" | 100 | 33 | 0.4 | 3Φ | 1993 |  |  | 763 | 45 | 376.4133 | 386.5867 | 386586.6667 |  | 21 | 38.15 | 38150 | 724.85 | 2.222% | 16.1078 | 402.6944 | 360.3056
10141103 | PMT | TRANSFORMADOR | PT 52 RG | TRANSFORMADOR MARCA: PT 52 RG | Vilankulo |  | Inhambane |  |  | E34.33713° | S22.09130° | 25 | 33 | 0.4 | 3Φ | 1993 |  |  | 643 | 45 | 317.2133 | 325.7867 | 325786.6667 |  | 21 | 32.15 | 32150 | 610.85 | 2.222% | 13.5744 | 339.3611 | 303.6389
10141103 | PMT | TRANSFORMADOR | PT 53 RG | TRANSFORMADOR MARCA: PT 53 RG | Vilankulo |  | Inhambane |  |  | 35˚08ˊ17.89" | 21˚58ˊ51.86" | 250 | 33 | 0.4 | 3Φ | 1993 |  |  | 991 | 45 | 488.8933 | 502.1067 | 502106.6667 |  | 21 | 49.55 | 49550 | 941.45 | 2.222% | 20.9211 | 523.0278 | 467.9722
10141103 | PMT | TRANSFORMADOR | PT 54 RG | TRANSFORMADOR MARCA: PT 54 RG | Vilankulo |  | Inhambane |  |  | 35˚19ˊ07.13ˮ | 22˚00ˊ0.4.33ˮ | 200 | 33 | 0.4 | 3Φ | 1993 |  |  | 991 | 45 | 488.8933 | 502.1067 | 502106.6667 |  | 21 | 49.55 | 49550 | 941.45 | 2.222% | 20.9211 | 523.0278 | 467.9722
10141103 | PMT | TRANSFORMADOR | PT 55 RG | TRANSFORMADOR MARCA: PT 55 RG | Vilankulo |  | Inhambane |  |  | 35˚17ˊ13.60ˮ | 21˚59ˊ36.19ˮ | 50 | 33 | 0.4 | 3Φ | 1993 |  |  | 643 | 45 | 317.2133 | 325.7867 | 325786.6667 |  | 21 | 32.15 | 32150 | 610.85 | 2.222% | 13.5744 | 339.3611 | 303.6389
10141103 | PMT | TRANSFORMADOR | PT 56 RG | TRANSFORMADOR MARCA: PT 56 RG | Vilankulo |  | Inhambane |  |  | 35˚18ˊ25.41ˮ | 21˚57ˊ37.82ˮ | 100 | 33 | 0.4 | 3Φ | 1993 |  |  | 763 | 45 | 376.4133 | 386.5867 | 386586.6667 |  | 21 | 38.15 | 38150 | 724.85 | 2.222% | 16.1078 | 402.6944 | 360.3056
10141103 | PMT | TRANSFORMADOR | PT 57 RG | TRANSFORMADOR MARCA: PT 57 RG | Vilankulo |  | Inhambane |  |  | 35˚18ˊ43.56ˮ | 22˚01ˊ43.13ˮ | 50 | 11 | 0.4 | 3Φ | 1993 |  |  | 381 | 45 | 187.96 | 193.04 | 193040 |  | 21 | 19.05 | 19050 | 361.95 | 2.222% | 8.0433 | 201.0833 | 179.9167
10141103 | PMT | TRANSFORMADOR | PT 01 RE | TRANSFORMADOR MARCA: PT 01 RE | Mabote |  | Inhambane |  |  | 34º14'49.70" | 22º04'09.50" | 25 | 33 | 0.4 | 3Φ | 1993 |  |  | 643 | 45 | 317.2133 | 325.7867 | 325786.6667 |  | 21 | 32.15 | 32150 | 610.85 | 2.222% | 13.5744 | 339.3611 | 303.6389
10141103 | PMT | TRANSFORMADOR | PT 02 RE | TRANSFORMADOR MARCA: PT 02 RE | Mabote |  | Inhambane |  |  | 34º20'13.70" | 22º05'28.70" | 16 | 33 | 0.4 | 3Φ | 1993 |  |  | 643 | 45 | 317.2133 | 325.7867 | 325786.6667 |  | 21 | 32.15 | 32150 | 610.85 | 2.222% | 13.5744 | 339.3611 | 303.6389
10141103 | PMT | TRANSFORMADOR | PT 03 RE | TRANSFORMADOR MARCA: PT 03 RE | Mabote |  | Inhambane |  |  | 34º08'00.00" | 22º02'26.20" | 160 | 33 | 0.4 | 3Φ | 1993 |  |  | 991 | 45 | 488.8933 | 502.1067 | 502106.6667 |  | 21 | 49.55 | 49550 | 941.45 | 2.222% | 20.9211 | 523.0278 | 467.9722
10141103 | PMT | TRANSFORMADOR | PT 04 RE | TRANSFORMADOR MARCA: PT 04 RE | Mabote |  | Inhambane |  |  | 34º07'39.10" | 22º02'13.80" | 100 | 33 | 0.4 | 3Φ | 1993 |  |  | 763 | 45 | 376.4133 | 386.5867 | 386586.6667 |  | 21 | 38.15 | 38150 | 724.85 | 2.222% | 16.1078 | 402.6944 | 360.3056
10141103 | PMT | TRANSFORMADOR | PT 05 RE | TRANSFORMADOR MARCA: PT 05 RE | Mabote |  | Inhambane |  |  | 34º07'42.60" | 22º09'10.90" | 160 | 33 | 0.4 | 3Φ | 1993 |  |  | 991 | 45 | 488.8933 | 502.1067 | 502106.6667 |  | 21 | 49.55 | 49550 | 941.45 | 2.222% | 20.9211 | 523.0278 | 467.9722
10141103 | PMT | TRANSFORMADOR | PT 06 RE | TRANSFORMADOR MARCA: PT 06 RE | Mabote |  | Inhambane |  |  | 34º08'17.00" | 22º01'42.50" | 100 | 33 | 0.4 | 3Φ | 1993 |  |  | 763 | 45 | 376.4133 | 386.5867 | 386586.6667 |  | 21 | 38.15 | 38150 | 724.85 | 2.222% | 16.1078 | 402.6944 | 360.3056
10141103 | PMT | TRANSFORMADOR | PT 01 RE | TRANSFORMADOR MARCA: PT 01 RE | Inhassoro |  | Inhambane |  |  | 35º12'08.96" | 21º32'15.50" | 160 | 33 | 0.4 | 3Φ | 1993 |  |  | 991 | 45 | 488.8933 | 502.1067 | 502106.6667 |  | 21 | 49.55 | 49550 | 941.45 | 2.222% | 20.9211 | 523.0278 | 467.9722
10141103 | PMT | TRANSFORMADOR | PT 02 RE | TRANSFORMADOR MARCA: PT 02 RE | Inhassoro |  | Inhambane |  |  | 35º11'58.24" | 21º32'27.53" | 160 | 33 | 0.4 | 3Φ | 1993 |  |  | 991 | 45 | 488.8933 | 502.1067 | 502106.6667 |  | 21 | 49.55 | 49550 | 941.45 | 2.222% | 20.9211 | 523.0278 | 467.9722
10141103 | PMT | TRANSFORMADOR | PT 03 RE | TRANSFORMADOR MARCA: PT 03 RE | Inhassoro |  | Inhambane |  |  | 35º12'30.92" | 21º33'03.78" | 160 | 33 | 0.4 | 3Φ | 1993 |  |  | 991 | 45 | 488.8933 | 502.1067 | 502106.6667 |  | 21 | 49.55 | 49550 | 941.45 | 2.222% | 20.9211 | 523.0278 | 467.9722
10141103 | PMT | TRANSFORMADOR | PT 04 RE | TRANSFORMADOR MARCA: PT 04 RE | Inhassoro |  | Inhambane |  |  | 35º11'39.67" | 21º31'26.77" | 100 | 33 | 0.4 | 3Φ | 1993 |  |  | 763 | 45 | 376.4133 | 386.5867 | 386586.6667 |  | 21 | 38.15 | 38150 | 724.85 | 2.222% | 16.1078 | 402.6944 | 360.3056
10141103 | PMT | TRANSFORMADOR | PT 05 RE | TRANSFORMADOR MARCA: PT 05 RE | Inhassoro |  | Inhambane |  |  | 35º12'28.96" | 21º32'38.63" | 100 | 33 | 0.4 | 3Φ | 1993 |  |  | 763 | 45 | 376.4133 | 386.5867 | 386586.6667 |  | 21 | 38.15 | 38150 | 724.85 | 2.222% | 16.1078 | 402.6944 | 360.3056
10141103 | PMT | TRANSFORMADOR | PT 06 RE | TRANSFORMADOR MARCA: PT 06 RE | Inhassoro |  | Inhambane |  |  | 35º12'41.40" | 21º32'57.30" | 160 | 33 | 0.4 | 3Φ | 1993 |  |  | 991 | 45 | 488.8933 | 502.1067 | 502106.6667 |  | 21 | 49.55 | 49550 | 941.45 | 2.222% | 20.9211 | 523.0278 | 467.9722
10141103 | PMT | TRANSFORMADOR | PT 07 RE | TRANSFORMADOR MARCA: PT 07 RE | Inhassoro |  | Inhambane |  |  | 35º11'19.56" | 21º32'20.73" | 100 | 33 | 0.4 | 3Φ | 1993 |  |  | 763 | 45 | 376.4133 | 386.5867 | 386586.6667 |  | 21 | 38.15 | 38150 | 724.85 | 2.222% | 16.1078 | 402.6944 | 360.3056
10141103 | PMT | TRANSFORMADOR | PT 08 RE | TRANSFORMADOR MARCA: PT 08 RE | Inhassoro |  | Inhambane |  |  | 35º11'19.73" | 21º32'44.74" | 50 | 33 | 0.4 | 3Φ | 1993 |  |  | 643 | 45 | 317.2133 | 325.7867 | 325786.6667 |  | 21 | 32.15 | 32150 | 610.85 | 2.222% | 13.5744 | 339.3611 | 303.6389
10141103 | PMT | TRANSFORMADOR | PT 09 RE | TRANSFORMADOR MARCA: PT 09 RE | Inhassoro |  | Inhambane |  |  | 35º12'03.05" | 21º32'03.08" | 160 | 33 | 0.4 | 3Φ | 1993 |  |  | 991 | 45 | 488.8933 | 502.1067 | 502106.6667 |  | 21 | 49.55 | 49550 | 941.45 | 2.222% | 20.9211 | 523.0278 | 467.9722
10141103 | PMT | TRANSFORMADOR | PT 10 RE | TRANSFORMADOR MARCA: PT 10 RE | Inhassoro |  | Inhambane |  |  | 35º12'00.47" | 21º32'56.13" | 160 | 33 | 0.4 | 3Φ | 1993 |  |  | 991 | 45 | 488.8933 | 502.1067 | 502106.6667 |  | 21 | 49.55 | 49550 | 941.45 | 2.222% | 20.9211 | 523.0278 | 467.9722
10141103 | PMT | TRANSFORMADOR | PT 11 RE | TRANSFORMADOR MARCA: PT 11 RE | Inhassoro |  | Inhambane |  |  | 35º11'32.27" | 21º31'56.54" | 50 | 33 | 0.4 | 3Φ | 1993 |  |  | 643 | 45 | 317.2133 | 325.7867 | 325786.6667 |  | 21 | 32.15 | 32150 | 610.85 | 2.222% | 13.5744 | 339.3611 | 303.6389
10141103 | PMT | TRANSFORMADOR | PT 12 RE | TRANSFORMADOR MARCA: PT 12 RE | Inhassoro |  | Inhambane |  |  | 35º11'15.06" | 21º30'22.30" | 100 | 33 | 0.4 | 3Φ | 1993 |  |  | 763 | 45 | 376.4133 | 386.5867 | 386586.6667 |  | 21 | 38.15 | 38150 | 724.85 | 2.222% | 16.1078 | 402.6944 | 360.3056
10141103 | PMT | TRANSFORMADOR | PT 13 RE | TRANSFORMADOR MARCA: PT 13 RE | Inhassoro |  | Inhambane |  |  | 35º11'18.59" | 21º30'27.0" | 50 | 33 | 0.4 | 3Φ | 1993 |  |  | 643 | 45 | 317.2133 | 325.7867 | 325786.6667 |  | 21 | 32.15 | 32150 | 610.85 | 2.222% | 13.5744 | 339.3611 | 303.6389
10141103 | PMT | TRANSFORMADOR | PT 14 RE | TRANSFORMADOR MARCA: PT 14 RE | Inhassoro |  | Inhambane |  |  | 35º12'09.02" | 21º32'15.95" | 200 | 33 | 0.4 | 3Φ | 1993 |  |  | 991 | 45 | 488.8933 | 502.1067 | 502106.6667 |  | 21 | 49.55 | 49550 | 941.45 | 2.222% | 20.9211 | 523.0278 | 467.9722
10141103 | PMT | TRANSFORMADOR | PT 15 RE | TRANSFORMADOR MARCA: PT 15 RE | Inhassoro |  | Inhambane |  |  | 35º11'42.94" | 21º32'13.68" | 160 | 33 | 0.4 | 3Φ | 1993 |  |  | 991 | 45 | 488.8933 | 502.1067 | 502106.6667 |  | 21 | 49.55 | 49550 | 941.45 | 2.222% | 20.9211 | 523.0278 | 467.9722
10141103 | PMT | TRANSFORMADOR | PT 16 RE | TRANSFORMADOR MARCA: PT 16 RE | Inhassoro |  | Inhambane |  |  | 35º10'44.64" | 21º32'27.81" | 100 | 33 | 0.4 | 3Φ | 1993 |  |  | 763 | 45 | 376.4133 | 386.5867 | 386586.6667 |  | 21 | 38.15 | 38150 | 724.85 | 2.222% | 16.1078 | 402.6944 | 360.3056
10141103 | PMT | TRANSFORMADOR | PT 17 RE | TRANSFORMADOR MARCA: PT 17 RE | Inhassoro |  | Inhambane |  |  | 35º05'46.49" | 21º43'21.63" | 160 | 33 | 0.4 | 3Φ | 1993 |  |  | 991 | 45 | 488.8933 | 502.1067 | 502106.6667 |  | 21 | 49.55 | 49550 | 941.45 | 2.222% | 20.9211 | 523.0278 | 467.9722
10141103 | PMT | TRANSFORMADOR | PT 18 RE | TRANSFORMADOR MARCA: PT 18 RE | Inhassoro |  | Inhambane |  |  | 35º05'36.45" | 21º40'30.02" | 50 | 33 | 0.4 | 3Φ | 1993 |  |  | 643 | 45 | 317.2133 | 325.7867 | 325786.6667 |  | 21 | 32.15 | 32150 | 610.85 | 2.222% | 13.5744 | 339.3611 | 303.6389
10141103 | PMT | TRANSFORMADOR | PT 19 RE | TRANSFORMADOR MARCA: PT 19 RE | Inhassoro |  | Inhambane |  |  | 35º04'13.48" | 21º34'17.61" | 100 | 33 | 0.4 | 3Φ | 1993 |  |  | 763 | 45 | 376.4133 | 386.5867 | 386586.6667 |  | 21 | 38.15 | 38150 | 724.85 | 2.222% | 16.1078 | 402.6944 | 360.3056
10141103 | PMT | TRANSFORMADOR | PT 20 RE | TRANSFORMADOR MARCA: PT 20 RE | Inhassoro |  | Inhambane |  |  | 35º04'21.29" | 21º34'41.42" | 100 | 33 | 0.4 | 3Φ | 1993 |  |  | 763 | 45 | 376.4133 | 386.5867 | 386586.6667 |  | 21 | 38.15 | 38150 | 724.85 | 2.222% | 16.1078 | 402.6944 | 360.3056
10141103 | PMT | TRANSFORMADOR | PT 21 RE | TRANSFORMADOR MARCA: PT 21 RE | Inhassoro |  | Inhambane |  |  | 35º03'29.98" | 21º32'09.14" | 50 | 33 | 0.4 | 3Φ | 1993 |  |  | 643 | 45 | 317.2133 | 325.7867 | 325786.6667 |  | 21 | 32.15 | 32150 | 610.85 | 2.222% | 13.5744 | 339.3611 | 303.6389
10141103 | PMT | TRANSFORMADOR | PT 22 RE | TRANSFORMADOR MARCA: PT 22 RE | Inhassoro |  | Inhambane |  |  | 35º02'19.95" | 21º30'06.50" | 16 | 33 | 0.4 | 3Φ | 1993 |  |  | 643 | 45 | 317.2133 | 325.7867 | 325786.6667 |  | 21 | 32.15 | 32150 | 610.85 | 2.222% | 13.5744 | 339.3611 | 303.6389
10141103 | PMT | TRANSFORMADOR | PT 01 RE | TRANSFORMADOR MARCA: PT 01 RE | Govuro |  | Inhambane |  |  | 35º01'16.40" | 20º59'15.79" | 200 | 33 | 0.4 | 3Φ | 1993 |  |  | 991 | 45 | 488.8933 | 502.1067 | 502106.6667 |  | 21 | 49.55 | 49550 | 941.45 | 2.222% | 20.9211 | 523.0278 | 467.9722
10141103 | PMT | TRANSFORMADOR | PT 02 RE | TRANSFORMADOR MARCA: PT 02 RE | Govuro |  | Inhambane |  |  | 35º01'16.40" | 20º59'15.79" | 500 | 33 | 0.4 | 3Φ | 1993 |  |  | 1200 | 45 | 592 | 608 | 608000 |  | 21 | 60 | 60000 | 1140 | 2.222% | 25.3333 | 633.3333 | 566.6667
10141103 | PMT | TRANSFORMADOR | PT 03 RE | TRANSFORMADOR MARCA: PT 03 RE | Govuro |  | Inhambane |  |  | 35º01'12.06" | 20º59'21.50" | 160 | 33 | 0.4 | 3Φ | 1993 |  |  | 991 | 45 | 488.8933 | 502.1067 | 502106.6667 |  | 21 | 49.55 | 49550 | 941.45 | 2.222% | 20.9211 | 523.0278 | 467.9722
10141103 | PMT | TRANSFORMADOR | PT 04 RE | TRANSFORMADOR MARCA: PT 04 RE | Govuro |  | Inhambane |  |  | 34º51'58.10" | 21º22'07.07" | 100 | 33 | 0.4 | 3Φ | 1993 |  |  | 763 | 45 | 376.4133 | 386.5867 | 386586.6667 |  | 21 | 38.15 | 38150 | 724.85 | 2.222% | 16.1078 | 402.6944 | 360.3056
10141103 | PMT | TRANSFORMADOR | PT 06 RE | TRANSFORMADOR MARCA: PT 06 RE | Govuro |  | Inhambane |  |  | 35º01'12.06" | 20º59'25.21" | 100 | 11 | 0.4 | 3Φ | 1993 |  |  | 445 | 45 | 219.5333 | 225.4667 | 225466.6667 |  | 21 | 22.25 | 22250 | 422.75 | 2.222% | 9.3944 | 234.8611 | 210.1389
10141103 | PMT | TRANSFORMADOR | PT 08 RE | TRANSFORMADOR MARCA: PT 08 RE | Govuro |  | Inhambane |  |  | 35º01'04.91" | 20º59'45.89" | 100 | 33 | 0.4 | 3Φ | 1993 |  |  | 763 | 45 | 376.4133 | 386.5867 | 386586.6667 |  | 21 | 38.15 | 38150 | 724.85 | 2.222% | 16.1078 | 402.6944 | 360.3056
10141103 | PMT | TRANSFORMADOR | PT 09 RE | TRANSFORMADOR MARCA: PT 09 RE | Govuro |  | Inhambane |  |  | 35º00'32.07" | 21º02'23.08" | 100 | 11 | 0.4 | 3Φ | 1993 |  |  | 445 | 45 | 219.5333 | 225.4667 | 225466.6667 |  | 21 | 22.25 | 22250 | 422.75 | 2.222% | 9.3944 | 234.8611 | 210.1389
10141103 | PMT | TRANSFORMADOR | PT 10 RE | TRANSFORMADOR MARCA: PT 10 RE | Govuro |  | Inhambane |  |  | 34º57'39.23" | 21º00'29.99" | 100 | 33 | 0.4 | 3Φ | 1993 |  |  | 763 | 45 | 376.4133 | 386.5867 | 386586.6667 |  | 21 | 38.15 | 38150 | 724.85 | 2.222% | 16.1078 | 402.6944 | 360.3056
10141103 | PMT | TRANSFORMADOR | PT 11 RE | TRANSFORMADOR MARCA: PT 11 RE | Govuro |  | Inhambane |  |  | 34º58'05.70" | 21º00'23.55" | 100 | 33 | 0.4 | 3Φ | 1993 |  |  | 763 | 45 | 376.4133 | 386.5867 | 386586.6667 |  | 21 | 38.15 | 38150 | 724.85 | 2.222% | 16.1078 | 402.6944 | 360.3056
10141103 | PMT | TRANSFORMADOR | PT 12 RE | TRANSFORMADOR MARCA: PT 12 RE | Govuro |  | Inhambane |  |  | 34º59'19.05" | 21º00'16.04" | 50 | 33 | 0.4 | 3Φ | 1993 |  |  | 643 | 45 | 317.2133 | 325.7867 | 325786.6667 |  | 21 | 32.15 | 32150 | 610.85 | 2.222% | 13.5744 | 339.3611 | 303.6389
10141103 | PMT | TRANSFORMADOR | PT 13 RE | TRANSFORMADOR MARCA: PT 13 RE | Govuro |  | Inhambane |  |  | 34º47'23.62" | 21º07'38.78" | 160 | 33 | 0.4 | 3Φ | 1993 |  |  | 991 | 45 | 488.8933 | 502.1067 | 502106.6667 |  | 21 | 49.55 | 49550 | 941.45 | 2.222% | 20.9211 | 523.0278 | 467.9722
10141103 | PMT | TRANSFORMADOR | PT 14 RE | TRANSFORMADOR MARCA: PT 14 RE | Govuro |  | Inhambane |  |  | 34º47'34.68" | 21º18'35.47" | 100 | 33 | 0.4 | 3Φ | 1993 |  |  | 763 | 45 | 376.4133 | 386.5867 | 386586.6667 |  | 21 | 38.15 | 38150 | 724.85 | 2.222% | 16.1078 | 402.6944 | 360.3056
10141103 | PMT | TRANSFORMADOR | PT 15 RE | TRANSFORMADOR MARCA: PT 15 RE | Govuro |  | Inhambane |  |  | 34º41'57.83" | 21º14'05.18" | 100 | 33 | 0.4 | 3Φ | 1993 |  |  | 763 | 45 | 376.4133 | 386.5867 | 386586.6667 |  | 21 | 38.15 | 38150 | 724.85 | 2.222% | 16.1078 | 402.6944 | 360.3056
10141103 | PMT | TRANSFORMADOR | PT 16 RE | TRANSFORMADOR MARCA: PT 16 RE | Govuro |  | Inhambane |  |  | 34º34'11.98" | 21º09'07.73" | 100 | 33 | 0.4 | 3Φ | 1993 |  |  | 763 | 45 | 376.4133 | 386.5867 | 386586.6667 |  | 21 | 38.15 | 38150 | 724.85 | 2.222% | 16.1078 | 402.6944 | 360.3056
10141103 | PMT | TRANSFORMADOR | PT 18 RE | TRANSFORMADOR MARCA: PT 18 RE | Govuro |  | Inhambane |  |  | 35º02'06.33" | 20º59'42.21" | 100 | 33 | 0.4 | 3Φ | 1993 |  |  | 763 | 45 | 376.4133 | 386.5867 | 386586.6667 |  | 21 | 38.15 | 38150 | 724.85 | 2.222% | 16.1078 | 402.6944 | 360.3056
10141103 | PMT | TRANSFORMADOR | PT 19 RE | TRANSFORMADOR MARCA: PT 19 RE | Govuro |  | Inhambane |  |  | 35º03'12.75" | 20º58'49.11" | 160 | 33 | 0.4 | 3Φ | 1993 |  |  | 991 | 45 | 488.8933 | 502.1067 | 502106.6667 |  | 21 | 49.55 | 49550 | 941.45 | 2.222% | 20.9211 | 523.0278 | 467.9722
10141103 | PMT | TRANSFORMADOR | PT 01 RG | TRANSFORMADOR MARCA: PT 01 RG | Machanga |  | Inhambane |  |  | 34º25'12.04" | 20º52'25.74" | 200 | 11 | 0.4 | 3Φ | 1993 |  |  | 572 | 45 | 282.1867 | 289.8133 | 289813.3333 |  | 21 | 28.6 | 28600 | 543.4 | 2.222% | 12.0756 | 301.8889 | 270.1111
10141103 | PMT | TRANSFORMADOR | PT 02 RG | TRANSFORMADOR MARCA: PT 02 RG | Machanga |  | Inhambane |  |  | 34º25'11.44" | 20º52'20.19" | 100 | 11 | 0.4 | 3Φ | 1993 |  |  | 445 | 45 | 219.5333 | 225.4667 | 225466.6667 |  | 21 | 22.25 | 22250 | 422.75 | 2.222% | 9.3944 | 234.8611 | 210.1389
10141103 | PMT | TRANSFORMADOR | PT 03 RG | TRANSFORMADOR MARCA: PT 03 RG | Machanga |  | Inhambane |  |  | 34º25'10.39" | 20º52'22.88" | 100 | 11 | 0.4 | 3Φ | 1993 |  |  | 445 | 45 | 219.5333 | 225.4667 | 225466.6667 |  | 21 | 22.25 | 22250 | 422.75 | 2.222% | 9.3944 | 234.8611 | 210.1389
10141103 | MS | MINISUBESTAÇÃO | PT116 | MINISUBESTAÇÃO MARCA:EFACEC PT116 PT116 |  | PT116 | Maputo City |  | Olof Palme |  |  | 500 | 11 | 0.4 | 3Ø | 1994 | EFACEC |  | 2426 | 45 | 1248.0422 | 1177.9578 | 1177957.7778 |  | 22 | 121.3 | 121300 | 2304.7 | 2.222% | 51.2156 | 1229.1733 | 1196.8267
10141103 | MS | MINISUBESTAÇÃO | PT 131 | MINISUBESTAÇÃO MARCA:EFACEC PT 131 PT 131 |  | PT 131 | Maxaquene |  |  |  |  | 500 | 11 | 0.4 | 3Ø | 1994 | EFACEC |  | 2426 | 45 | 1248.0422 | 1177.9578 | 1177957.7778 |  | 22 | 121.3 | 121300 | 2304.7 | 2.222% | 51.2156 | 1229.1733 | 1196.8267
10141103 | MS | MINISUBESTAÇÃO | PT 296 | MINISUBESTAÇÃO MARCA:EFACEC PT 296 PT 296 |  | PT 296 | Maxaquene |  |  |  |  | 500 | 11 | 0.4 | 3Ø | 1994 | EFACEC | 26717.6 | 2426 | 45 | 1248.0422 | 1177.9578 | 1177957.7778 |  | 22 | 121.3 | 121300 | 2304.7 | 2.222% | 51.2156 | 1229.1733 | 1196.8267
10141103 | MS | MINISUBESTAÇÃO | PT 136 | MINISUBESTAÇÃO MARCA:EFACEC PT 136 PT 136 |  | PT 136 | Mabukwane |  |  |  |  | 315 | 11 | 0.4 | 3Ø | 1994 | EFACEC | 14619.4 | 1213 | 45 | 624.0211 | 588.9789 | 588978.8889 |  | 22 | 60.65 | 60650 | 1152.35 | 2.222% | 25.6078 | 614.5867 | 598.4133
10141103 | MS | MINISUBESTAÇÃO | PTS 93 | MINISUBESTAÇÃO MARCA:Efacec PTS 93 |  |  | Maputo |  |  | 32,5954796 | -25,9667063 | 630 | 11 | 0,4 | 3Φ | 1994 | Efacec | 14754.1 | 2772 | 45 | 1426.04 | 1345.96 | 1345960 |  | 22 | 138.6 | 138600 | 2633.4 | 2.222% | 58.52 | 1404.48 | 1367.52
10141103 | MS | MINISUBESTAÇÃO | PT 78 | MINISUBESTAÇÃO MARCA:Normabloco PT 78 |  |  | Maputo |  |  | 32,5986124 | -25,9610578 | 315 | 11 | 0,4 | 3Φ | 1994 | Normabloco | O.F.54DEMT12603 | 1213 | 45 | 624.0211 | 588.9789 | 588978.8889 |  | 22 | 60.65 | 60650 | 1152.35 | 2.222% | 25.6078 | 614.5867 | 598.4133
10141103 | MS | MINISUBESTAÇÃO | PTS 162 | MINISUBESTAÇÃO MARCA: PTS 162 |  |  | Maputo |  |  | 32,6006684 | -25,9622854 | 315 | 11 | 0,4 | 3Φ | 1994 |  |  | 1213 | 45 | 624.0211 | 588.9789 | 588978.8889 |  | 22 | 60.65 | 60650 | 1152.35 | 2.222% | 25.6078 | 614.5867 | 598.4133
10141103 | MS | MINISUBESTAÇÃO | PT 44 | MINISUBESTAÇÃO MARCA:Efacec PT 44 |  |  | Maputo |  |  | 32,5997061 | -25,9622686 | 500 | 11 | 0,4 | 3Φ | 1994 | Efacec | 3374 | 2426 | 45 | 1248.0422 | 1177.9578 | 1177957.7778 |  | 22 | 121.3 | 121300 | 2304.7 | 2.222% | 51.2156 | 1229.1733 | 1196.8267
10141103 | GMT | TRANSFORMADOR | PTS 141 | TRANSFORMADOR MARCA:EFACEC PTS 141 PTS 141 |  | PTS 141 | Maxaquene |  |  |  |  | 315 | 11 | 0.4 | 3Ø | 1994 | EFACEC | 1146193 | 840 | 45 | 432.1333 | 407.8667 | 407866.6667 |  | 22 | 42 | 42000 | 798 | 2.222% | 17.7333 | 425.6 | 414.4
10141103 | GMT | TRANSFORMADOR | PTS 72 | TRANSFORMADOR MARCA:EFACEC PTS 72 PTS 72 |  | PTS 72 | Maxaquene |  |  |  |  | 800 | 11 | 0.4 | 3Ø | 1994 | EFACEC | 14755.4 | 1525 | 45 | 784.5278 | 740.4722 | 740472.2222 |  | 22 | 76.25 | 76250 | 1448.75 | 2.222% | 32.1944 | 772.6667 | 752.3333
10141103 | GMT | TRANSFORMADOR | PTS 114 | TRANSFORMADOR MARCA:EFACEC PTS 114 PTS 114 |  | PTS 114 | Mabukwane |  |  |  |  | 500 | 11 | 0.4 | 3Ø | 1994 | EFACEC | 14620.2 | 1016 | 45 | 522.6756 | 493.3244 | 493324.4444 |  | 22 | 50.8 | 50800 | 965.2 | 2.222% | 21.4489 | 514.7733 | 501.2267
10141103 | PMT | TRANSFORMADOR |  | TRANSFORMADOR MARCA:DESTA SE-MANJE | TETE | SE-MANJE | ULONGUE | MATEWERE |  | 643346.441 | 8379246.888 | 50 | 33 | 0.4 | 3 | 1994 | DESTA | T-2150/1 | 643 | 45 | 330.7878 | 312.2122 | 312212.2222 |  | 22 | 32.15 | 32150 | 610.85 | 2.222% | 13.5744 | 325.7867 | 317.2133
10141103 | PMT | TRANSFORMADOR | PTS 2 | TRANSFORMADOR MARCA:DPM ANGOCHE PTS 2 |  | ANGOCHE | NAMETORIA | LUAZE |  | 16°59.959 | 39°39.643 | 50 | 33KV | 400V | 3 | 1994 | DPM |  | 643 | 45 | 330.7878 | 312.2122 | 312212.2222 |  | 22 | 32.15 | 32150 | 610.85 | 2.222% | 13.5744 | 325.7867 | 317.2133
10141103 | PMT | TRANSFORMADOR | PTS 2 | TRANSFORMADOR MARCA:Moçambique ANGOCHE PTS 2 |  | ANGOCHE | NAMETORIA | LUAZE |  | 16°59.959 | 39°39.643 | 50 | 33KV | 400V | 3 | 1994 | Moçambique | 895442 | 643 | 45 | 330.7878 | 312.2122 | 312212.2222 |  | 22 | 32.15 | 32150 | 610.85 | 2.222% | 13.5744 | 325.7867 | 317.2133
10141103 | AT | TRANSFORMADOR AUXILIAR | PTS 31 | TRANSFORMADOR AUXILIAR MARCA:Efacec PTS 31 |  |  | Maputo |  |  | 32,5953646 | -25,9723394 | 800 | 11 | 0,4 | 3Φ | 1994 | Efacec | 14755.2 | 1450 | 45 | 745.9444 | 704.0556 | 704055.5556 |  | 22 | 72.5 | 72500 | 1377.5 | 2.222% | 30.6111 | 734.6667 | 715.3333
10141103 | AT | TRANSFORMADOR AUXILIAR | PTS 31 | TRANSFORMADOR AUXILIAR MARCA:Efacec PTS 31 |  |  | Maputo |  |  | 32,5953646 | -25,9723394 | 800 | 11 | 0,4 | 3Φ | 1994 | Efacec | 14755.2 | 1450 | 45 | 745.9444 | 704.0556 | 704055.5556 |  | 22 | 72.5 | 72500 | 1377.5 | 2.222% | 30.6111 | 734.6667 | 715.3333
10141103 | AT | TRANSFORMADOR AUXILIAR |  | TRANSFORMADOR AUXILIAR MARCA:Efacec Se3 |  | Se3 | Maputo | Magaia |  |  |  | 500 | 11 | 0.4 | 3 | 1994 | Efacec | 147534 | 1200 | 45 | 617.3333 | 582.6667 | 582666.6667 |  | 22 | 60 | 60000 | 1140 | 2.222% | 25.3333 | 608 | 592
10141103 | MS | MINISUBESTAÇÃO | PTS 66 | MINISUBESTAÇÃO MARCA:GEC PTS 66 |  |  | Maputo |  |  | 32,5953687 | -25,9739867 | 315 | 11 | 0,4 | 3Φ | 1995 | GEC | 88511/03/03 | 1213 | 45 | 649.6289 | 563.3711 | 563371.1111 |  | 23 | 60.65 | 60650 | 1152.35 | 2.222% | 25.6078 | 588.9789 | 624.0211
10141103 | MS | MINISUBESTAÇÃO | PTS 66 | MINISUBESTAÇÃO MARCA:GEC PTS 66 |  |  | Maputo |  |  | 32,5953687 | -25,9739867 | 315 | 11 | 0,4 | 3Φ | 1995 | GEC | 88511/03/03 | 1213 | 45 | 649.6289 | 563.3711 | 563371.1111 |  | 23 | 60.65 | 60650 | 1152.35 | 2.222% | 25.6078 | 588.9789 | 624.0211
10141103 | MS | MINISUBESTAÇÃO | PT 26 | MINISUBESTAÇÃO MARCA: PT 26 |  |  | Maputo |  |  | 32,5945355 | -25,9734067 | 315 | 11 | 0,4 | 3Φ | 1995 |  |  | 1213 | 45 | 649.6289 | 563.3711 | 563371.1111 |  | 23 | 60.65 | 60650 | 1152.35 | 2.222% | 25.6078 | 588.9789 | 624.0211
10141103 | MS | MINISUBESTAÇÃO | AGXX/PTS0059 | MINISUBESTAÇÃO MARCA:POWER ENGINNERS AGXX/PTS0059 AGXX/PTS0059 | Residência dos Professores P.Lumu | AGXX/PTS0059 | Gaza | Gaza |  | 25º 04.500 | 033º 39.787 | 200 | 11 | 0.4 | 3 | 1995 | POWER ENGINNERS | AB776 | 1733 | 45 | 928.1178 | 804.8822 | 804882.2222 |  | 23 | 86.65 | 86650 | 1646.35 | 2.222% | 36.5856 | 841.4678 | 891.5322
10141103 | GMT | TRANSFORMADOR | T4 | TRANSFORMADOR MARCA:SBG NAMPULA CENTRAL T4 |  | NAMPULA CENTRAL | NAMPULA |  |  | S15°6'51.028" | E039°15'10.387" | 1500 | 11KV | 400V | 3 | 1995 | SBG | 322552 | 20419 | 45 | 10935.5089 | 9483.4911 | 9483491.1111 |  | 23 | 1020.95 | 1020950 | 19398.05 | 2.222% | 431.0678 | 9914.5589 | 10504.4411
10141103 | GMT | TRANSFORMADOR | T5 | TRANSFORMADOR MARCA:SBG NAMPULA CENTRAL T5 |  | NAMPULA CENTRAL | NAMPULA |  |  | S15°6'51.028" | E039°15'10.387" | 1500 | 11KV | 400V | 3 | 1995 | SBG | 322553 | 20419 | 45 | 10935.5089 | 9483.4911 | 9483491.1111 |  | 23 | 1020.95 | 1020950 | 19398.05 | 2.222% | 431.0678 | 9914.5589 | 10504.4411
10141103 | GMT | TRANSFORMADOR | T7 | TRANSFORMADOR MARCA:SBG NAMPULA CENTRAL T7 |  | NAMPULA CENTRAL | NAMPULA |  |  | S15°6'51.028" | E039°15'10.387" | 2500 | 11KV | 5.5KV | 3 | 1995 | SBG | 322550 | 20419 | 45 | 10935.5089 | 9483.4911 | 9483491.1111 |  | 23 | 1020.95 | 1020950 | 19398.05 | 2.222% | 431.0678 | 9914.5589 | 10504.4411
10141103 | GMT | TRANSFORMADOR | T6 | TRANSFORMADOR MARCA:SBG NAMPULA CENTRAL T6 |  | NAMPULA CENTRAL | NAMPULA |  |  | S15°6'51.028" | E039°15'10.387" | 2500 | 11KV | 5.5KV | 3 | 1995 | SBG | 322551 | 20419 | 45 | 10935.5089 | 9483.4911 | 9483491.1111 |  | 23 | 1020.95 | 1020950 | 19398.05 | 2.222% | 431.0678 | 9914.5589 | 10504.4411
10141103 | GMT | TRANSFORMADOR | TEMP | TRANSFORMADOR MARCA: NAMPULA CENTRAL TEMP |  | NAMPULA CENTRAL | NAMPULA |  |  | S15°6'51.028" | E039°15'10.387" | 160 | 33KV | 11KV | 3 | 1995 |  |  | 991 | 45 | 530.7356 | 460.2644 | 460264.4444 |  | 23 | 49.55 | 49550 | 941.45 | 2.222% | 20.9211 | 481.1856 | 509.8144
10141103 | GMT | TRANSFORMADOR | PTS 7 | TRANSFORMADOR MARCA:TM MOMA PTS 7 |  | MOMA | MOMA | ECUCUHU |  | 16°45.007 | 39°13.651 | 200 | 22KV | 400V | 3 | 1995 | TM |  | 991 | 45 | 530.7356 | 460.2644 | 460264.4444 |  | 23 | 49.55 | 49550 | 941.45 | 2.222% | 20.9211 | 481.1856 | 509.8144
10141103 | GMT | TRANSFORMADOR | AGCHI/PT26 | TRANSFORMADOR MARCA:GEC ALSTOM AGCHI/PT26 AGCHI/PT26 | MECANAGRO | AGCHI/PT26 | CHIMOIO | MANICA |  | S19 07 29,01 | E033 30 01,58 | 250 | 6.6 | 0.4 | 3 | 1995 | GEC ALSTOM | 08251/04/01 | 840 | 45 | 449.8667 | 390.1333 | 390133.3333 |  | 23 | 42 | 42000 | 798 | 2.222% | 17.7333 | 407.8667 | 432.1333
10141103 | GMT | TRANSFORMADOR | T4 | TRANSFORMADOR MARCA:SBG NAMPULA CENTRAL T4 |  | NAMPULA CENTRAL | NAMPULA |  |  | S15°6'51.028" | E039°15'10.387" | 1500 | 11KV | 400V | 3 | 1995 | SBG | 322552 | 20419 | 45 | 10935.5089 | 9483.4911 | 9483491.1111 |  | 23 | 1020.95 | 1020950 | 19398.05 | 2.222% | 431.0678 | 9914.5589 | 10504.4411
10141103 | GMT | TRANSFORMADOR | T5 | TRANSFORMADOR MARCA:SBG NAMPULA CENTRAL T5 |  | NAMPULA CENTRAL | NAMPULA |  |  | S15°6'51.028" | E039°15'10.387" | 1500 | 11KV | 400V | 3 | 1995 | SBG | 322553 | 20419 | 45 | 10935.5089 | 9483.4911 | 9483491.1111 |  | 23 | 1020.95 | 1020950 | 19398.05 | 2.222% | 431.0678 | 9914.5589 | 10504.4411
10141103 | GMT | TRANSFORMADOR | T7 | TRANSFORMADOR MARCA:SBG NAMPULA CENTRAL T7 |  | NAMPULA CENTRAL | NAMPULA |  |  | S15°6'51.028" | E039°15'10.387" | 2500 | 11KV | 5.5KV | 3 | 1995 | SBG | 322550 | 20419 | 45 | 10935.5089 | 9483.4911 | 9483491.1111 |  | 23 | 1020.95 | 1020950 | 19398.05 | 2.222% | 431.0678 | 9914.5589 | 10504.4411
10141103 | GMT | TRANSFORMADOR | T6 | TRANSFORMADOR MARCA:SBG NAMPULA CENTRAL T6 |  | NAMPULA CENTRAL | NAMPULA |  |  | S15°6'51.028" | E039°15'10.387" | 2500 | 11KV | 5.5KV | 3 | 1995 | SBG | 322551 | 20419 | 45 | 10935.5089 | 9483.4911 | 9483491.1111 |  | 23 | 1020.95 | 1020950 | 19398.05 | 2.222% | 431.0678 | 9914.5589 | 10504.4411
10141103 | GMT | TRANSFORMADOR | TEMP | TRANSFORMADOR MARCA: NAMPULA CENTRAL TEMP |  | NAMPULA CENTRAL | NAMPULA |  |  | S15°6'51.028" | E039°15'10.387" | 250 | 33KV | 11KV | 3 | 1995 |  |  | 991 | 45 | 530.7356 | 460.2644 | 460264.4444 |  | 23 | 49.55 | 49550 | 941.45 | 2.222% | 20.9211 | 481.1856 | 509.8144
10141103 | GMT | TRANSFORMADOR | PTS 7 | TRANSFORMADOR MARCA:REVIVE MOMA PTS 7 |  | MOMA | MOMA | ECUCUHU |  | 16°45.007 | 39°13.651 | 200 | 22KV | 400V | 3 | 1995 | REVIVE | 42659 | 991 | 45 | 530.7356 | 460.2644 | 460264.4444 |  | 23 | 49.55 | 49550 | 941.45 | 2.222% | 20.9211 | 481.1856 | 509.8144
10141103 | PMT | TRANSFORMADOR | PTS 4 | TRANSFORMADOR MARCA:OZugney ANGOCHE PTS 4 |  | ANGOCHE | ANGOCHE | PULI |  | 16°13.745 | 39°54.794 | 100 | 33KV | 400V | 3 | 1995 | OZugney |  | 763 | 45 | 408.6289 | 354.3711 | 354371.1111 |  | 23 | 38.15 | 38150 | 724.85 | 2.222% | 16.1078 | 370.4789 | 392.5211
10141103 | PMT | TRANSFORMADOR | PTS 11 | TRANSFORMADOR MARCA:PME ANGOCHE PTS 11 |  | ANGOCHE | ANGOCHE | ACACIAS |  | 16°13.339 | 39°54.619 | 250 | 33KV | 400V | 3 | 1995 | PME |  | 991 | 45 | 530.7356 | 460.2644 | 460264.4444 |  | 23 | 49.55 | 49550 | 941.45 | 2.222% | 20.9211 | 481.1856 | 509.8144
10141103 | PMT | TRANSFORMADOR | PTS 12 | TRANSFORMADOR MARCA:PME ANGOCHE PTS 12 |  | ANGOCHE | ANGOCHE | THAMOLE ESCOLA |  | 16°14.388 | 39°55.621 | 50 | 33KV | 400V | 3 | 1995 | PME |  | 643 | 45 | 344.3622 | 298.6378 | 298637.7778 |  | 23 | 32.15 | 32150 | 610.85 | 2.222% | 13.5744 | 312.2122 | 330.7878
10141103 | PMT | TRANSFORMADOR | AGCHI/PT06 | TRANSFORMADOR MARCA:GEC ALSTOM AGCHI/PT06 AGCHI/PT06 | ZONA DE CASASDA POLICIA | AGCHI/PT06 | CHIMOIO | MANICA |  | S19 07 00,62 | E033 28 52,58 | 250 | 6.6 | 0.4 | 3 | 1995 | GEC ALSTOM | 08251/04/06 | 840 | 45 | 449.8667 | 390.1333 | 390133.3333 |  | 23 | 42 | 42000 | 798 | 2.222% | 17.7333 | 407.8667 | 432.1333
10141103 | PMT | TRANSFORMADOR | AGCHI/PT33 | TRANSFORMADOR MARCA:GEC ALSTOM AGCHI/PT33 AGCHI/PT33 | 7 DE SETEMBRO (EX CEMITERIO) | AGCHI/PT33 | CHIMOIO | MANICA | Bairro 7 de Setembro | S19 06 20,01 | E033 28 52,97 | 250 | 6.6 | 0.4 | 3 | 1995 | GEC ALSTOM | 08251/04/02 | 840 | 45 | 449.8667 | 390.1333 | 390133.3333 |  | 23 | 42 | 42000 | 798 | 2.222% | 17.7333 | 407.8667 | 432.1333
10141103 | PMT | TRANSFORMADOR | AGCHI/PT35 | TRANSFORMADOR MARCA:GEC ALSTOM AGCHI/PT35 AGCHI/PT35 | ZONA DO COLEGA LEUANE | AGCHI/PT35 | CHIMOIO | MANICA |  | S19 06 13,03 | E033 27 41,25 | 250 | 6.6 | 0.4 | 3 | 1995 | GEC ALSTOM | 08251/04/03 | 840 | 45 | 449.8667 | 390.1333 | 390133.3333 |  | 23 | 42 | 42000 | 798 | 2.222% | 17.7333 | 407.8667 | 432.1333
10141103 | PMT | TRANSFORMADOR | AGCHI/PT36 | TRANSFORMADOR MARCA:GEC ALSTOM AGCHI/PT36 AGCHI/PT36 | CASA MILITARES | AGCHI/PT36 | CHIMOIO | MANICA |  | S19 06 02,15 | E033 27 54,92 | 250 | 6.6 | 0.4 | 3 | 1995 | GEC ALSTOM | 0821/04/04 | 840 | 45 | 449.8667 | 390.1333 | 390133.3333 |  | 23 | 42 | 42000 | 798 | 2.222% | 17.7333 | 407.8667 | 432.1333
10141103 | PMT | TRANSFORMADOR | AGCHI/PT125 | TRANSFORMADOR MARCA:GEC ALSTOM AGCHI/PT125 AGCHI/PT125 | MOAGEM VURANDA | AGCHI/PT125 | CHIMOIO | MANICA | Bairro 25 de Junho | S19 06 21,27 | E033 27 58,96 | 250 | 6.6 | 0.4 | 3 | 1995 | GEC ALSTOM | 31601-95002 | 840 | 45 | 449.8667 | 390.1333 | 390133.3333 |  | 23 | 42 | 42000 | 798 | 2.222% | 17.7333 | 407.8667 | 432.1333
10141103 | PMT | TRANSFORMADOR | USMSC/PT15 | TRANSFORMADOR MARCA:GEC ALSTOM USMSC/PT15 USMSC/PT15 | Bairro Camboja | USMSC/PT15 | MANICA | MANICA | ESG CAMBOJA | S18 58 40,2 | E033 05 05,0 | 250 | 6.6 | 0.4 | 3 | 1995 | GEC ALSTOM | 08251/04/07 | 840 | 45 | 449.8667 | 390.1333 | 390133.3333 |  | 23 | 42 | 42000 | 798 | 2.222% | 17.7333 | 407.8667 | 432.1333
10141103 | PMT | TRANSFORMADOR | PTS 503 | TRANSFORMADOR MARCA:GEC ALSTHOM PTS 503 PTS 503 |  | PTS 503 | Matola | Matola F |  | 32.465359 | -25.942454 | 250 | 33 | 0.4 | 3Ø | 1995 | GEC ALSTHOM | 08251/01/11 | 991 | 45 | 530.7356 | 460.2644 | 460264.4444 |  | 23 | 49.55 | 49550 | 941.45 | 2.222% | 20.9211 | 481.1856 | 509.8144
10141103 | PMT | TRANSFORMADOR | PTS 376 | TRANSFORMADOR MARCA:GEC ALSTHOM PTS 376 PTS 376 |  | PTS 376 | Matola | Bairro Lopes |  | 32.477405 | -25.944608 | 250 | 33 | 0.4 | 3Ø | 1995 | GEC ALSTHOM | 08251/01/19 | 991 | 45 | 530.7356 | 460.2644 | 460264.4444 |  | 23 | 49.55 | 49550 | 941.45 | 2.222% | 20.9211 | 481.1856 | 509.8144
10141103 | PMT | TRANSFORMADOR | PTS 83 | TRANSFORMADOR MARCA:GEC ALSTHOM PTS 83 PTS 83 |  | PTS 83 | Matola | Liberdade |  | 32.451837 | -25.919370 | 250 | 33 | 0.4 | 3Ø | 1995 | GEC ALSTHOM | 08251/01/21 | 991 | 45 | 530.7356 | 460.2644 | 460264.4444 |  | 23 | 49.55 | 49550 | 941.45 | 2.222% | 20.9211 | 481.1856 | 509.8144
10141103 | PMT | TRANSFORMADOR | PTS 554 | TRANSFORMADOR MARCA:GEC ALSTHOM PTS 554 PTS 554 |  | PTS 554 | Matola | Sikuama |  | 32.441556 | -25.905296 | 250 | 33 | 0.4 | 3Ø | 1995 | GEC ALSTHOM | 08251/01/13 | 991 | 45 | 530.7356 | 460.2644 | 460264.4444 |  | 23 | 49.55 | 49550 | 941.45 | 2.222% | 20.9211 | 481.1856 | 509.8144
10141103 | PMT | TRANSFORMADOR | PTS 533 | TRANSFORMADOR MARCA:GEC ALSTHOM PTS 533 PTS 533 |  | PTS 533 | Matola | Tchumemene 9 |  | 32.426868 | -25.872285 | 250 | 33 | 0.4 | 3Ø | 1995 | GEC ALSTHOM | 08251/01/01 | 991 | 45 | 530.7356 | 460.2644 | 460264.4444 |  | 23 | 49.55 | 49550 | 941.45 | 2.222% | 20.9211 | 481.1856 | 509.8144
10141103 | PMT | TRANSFORMADOR | PTS 23 | TRANSFORMADOR MARCA:GEC ALSTHOM PTS 23 PTS 23 |  | PTS 23 | Matola Rio | Matola Rio |  | 32.422833 | -25.967157 | 250 | 33 | 0.4 | 3Ø | 1995 | GEC ALSTHOM | 08251/01/08 | 991 | 45 | 530.7356 | 460.2644 | 460264.4444 |  | 23 | 49.55 | 49550 | 941.45 | 2.222% | 20.9211 | 481.1856 | 509.8144
10141103 | PMT | TRANSFORMADOR | PTS 495 | TRANSFORMADOR MARCA:GEC ALSTHOM PTS 495 PTS 495 |  | PTS 495 | Matola Rio | Djonasse |  | 32.408543 | -25.960671 | 250 | 33 | 0.4 | 3Ø | 1995 | GEC ALSTHOM | 08251/01/06 | 991 | 45 | 530.7356 | 460.2644 | 460264.4444 |  | 23 | 49.55 | 49550 | 941.45 | 2.222% | 20.9211 | 481.1856 | 509.8144
10141103 | PMT | TRANSFORMADOR | PT 126R | TRANSFORMADOR MARCA:GEC Alstom PT 126R | Guava |  | Maputo |  |  | 32,6736056 | -25,7488985 | 250 | 33 | 0.4 | 3Φ | 1995 | GEC Alstom | 08251/01/15 | 991 | 45 | 530.7356 | 460.2644 | 460264.4444 |  | 23 | 49.55 | 49550 | 941.45 | 2.222% | 20.9211 | 481.1856 | 509.8144
10141103 | PMT | TRANSFORMADOR | PTS 440 | TRANSFORMADOR MARCA:GEC Alstom PTS 440 | Mashava |  | Maputo |  |  | 32,4937020 | -25,8920350 | 250 | 33 | 0,4 | 3Φ | 1995 | GEC Alstom | 08251/01/01 | 991 | 45 | 530.7356 | 460.2644 | 460264.4444 |  | 23 | 49.55 | 49550 | 941.45 | 2.222% | 20.9211 | 481.1856 | 509.8144
10141103 | PMT | TRANSFORMADOR | PT 316 | TRANSFORMADOR MARCA:GEC Alstom PT 316 | Mashava |  | Maputo |  |  | 32,4723054 | -25,8598638 | 250 | 33 | 0,4 | 3Φ | 1995 | GEC Alstom | 08251/01/17 | 991 | 45 | 530.7356 | 460.2644 | 460264.4444 |  | 23 | 49.55 | 49550 | 941.45 | 2.222% | 20.9211 | 481.1856 | 509.8144
10141103 | PMT | TRANSFORMADOR | PTS 376 | TRANSFORMADOR MARCA:Gec Alstom PTS 376 |  |  | MATOLA |  |  | 32,47734 | -25,94459 | 250 | 33 | 0.4 | 3Φ | 1995 | Gec Alstom | 08251701/19 | 991 | 45 | 530.7356 | 460.2644 | 460264.4444 |  | 23 | 49.55 | 49550 | 941.45 | 2.222% | 20.9211 | 481.1856 | 509.8144
10141103 | PMT | TRANSFORMADOR | PTS 52 | TRANSFORMADOR MARCA: PTS 52 |  |  | MATOLA |  |  | 32,47368 | -25,94562 | 315 | 33 | 0.4 | 3Φ | 1995 |  |  | 1039 | 45 | 556.4422 | 482.5578 | 482557.7778 |  | 23 | 51.95 | 51950 | 987.05 | 2.222% | 21.9344 | 504.4922 | 534.5078
10141103 | PMT | TRANSFORMADOR | PTS 477 | TRANSFORMADOR MARCA:Alstom PTS 477 |  |  | MATOLA |  |  | 32,46531 | -25,94809 | 100 | 33 | 0.4 | 3Φ | 1995 | Alstom |  | 763 | 45 | 408.6289 | 354.3711 | 354371.1111 |  | 23 | 38.15 | 38150 | 724.85 | 2.222% | 16.1078 | 370.4789 | 392.5211
10141103 | PMT | TRANSFORMADOR | PTS 220 | TRANSFORMADOR MARCA: PTS 220 |  |  | MATOLA |  |  | 32,46041 | -25,94865 | 100 | 33 | 0.4 | 3Φ | 1995 |  |  | 763 | 45 | 408.6289 | 354.3711 | 354371.1111 |  | 23 | 38.15 | 38150 | 724.85 | 2.222% | 16.1078 | 370.4789 | 392.5211
10141103 | PMT | TRANSFORMADOR | PTS 503 | TRANSFORMADOR MARCA:Gec Alstom PTS 503 |  |  | MATOLA |  |  | 32,46536 | -25,94258 | 250 | 33 | 0.4 | 3Φ | 1995 | Gec Alstom | 31601/95002 | 991 | 45 | 530.7356 | 460.2644 | 460264.4444 |  | 23 | 49.55 | 49550 | 941.45 | 2.222% | 20.9211 | 481.1856 | 509.8144
10141103 | PMT | TRANSFORMADOR | AGMJC/PTS0238 | TRANSFORMADOR MARCA:DESTA AGMJC/PTS0238 AGMJC/PTS0238 | Dingane 1 | AGMJC/PTS0238 | GESTÃO - ZSC DE MANJACAZE | Gaza |  | 24° 42.439 | 033° 51.681 | 100 | 33 | 0.4 | 3 | 1995 | DESTA | DT-255/4 | 763 | 45 | 408.6289 | 354.3711 | 354371.1111 |  | 23 | 38.15 | 38150 | 724.85 | 2.222% | 16.1078 | 370.4789 | 392.5211
10141103 | PMT | TRANSFORMADOR | PTS 4 | TRANSFORMADOR MARCA:Fuji Tusco ANGOCHE PTS 4 |  | ANGOCHE | ANGOCHE | PULI |  | 16°13.745 | 39°54.794 | 100 | 33KV | 400V | 3 | 1995 | Fuji Tusco | 581371 | 763 | 45 | 408.6289 | 354.3711 | 354371.1111 |  | 23 | 38.15 | 38150 | 724.85 | 2.222% | 16.1078 | 370.4789 | 392.5211
10141103 | PMT | TRANSFORMADOR | PTS 11 | TRANSFORMADOR MARCA:ASTOR ANGOCHE PTS 11 |  | ANGOCHE | ANGOCHE | ACACIAS |  | 16°13.339 | 39°54.619 | 250 | 33KV | 400V | 3 | 1995 | ASTOR | 17-02138 | 991 | 45 | 530.7356 | 460.2644 | 460264.4444 |  | 23 | 49.55 | 49550 | 941.45 | 2.222% | 20.9211 | 481.1856 | 509.8144
10141103 | PMT | TRANSFORMADOR | PTS 12 | TRANSFORMADOR MARCA:POWERTECH ANGOCHE PTS 12 |  | ANGOCHE | ANGOCHE | THAMOLE ESCOLA |  | 16°14.388 | 39°55.621 | 50 | 33KV | 400V | 3 | 1995 | POWERTECH | 10828202/10 | 643 | 45 | 344.3622 | 298.6378 | 298637.7778 |  | 23 | 32.15 | 32150 | 610.85 | 2.222% | 13.5744 | 312.2122 | 330.7878
10141103 | PMT | TRANSFORMADOR | PTS 07 | TRANSFORMADOR MARCA:Efacec Inhambane PTS 07 |  | Inhambane | Inhambane |  |  | 35,39022 | -23,87238 | 250 | 33 | 0.4 | 3Φ | 1995 | Efacec | 10828.2 | 991 | 45 | 530.7356 | 460.2644 | 460264.4444 |  | 23 | 49.55 | 49550 | 941.45 | 2.222% | 20.9211 | 481.1856 | 509.8144
10141103 | PMT | TRANSFORMADOR | No Label | TRANSFORMADOR MARCA: Inhambane No Label |  | Inhambane | Inhambane |  |  | 35,40066 | -23,87556 | 250 | 33 | 0.4 | 3Φ | 1995 |  |  | 991 | 45 | 530.7356 | 460.2644 | 460264.4444 |  | 23 | 49.55 | 49550 | 941.45 | 2.222% | 20.9211 | 481.1856 | 509.8144
10141103 | AT | TRANSFORMADOR AUXILIAR | AT1 | TRANSFORMADOR AUXILIAR MARCA:SBG NAMPULA CENTRAL AT1 |  | NAMPULA CENTRAL | NAMPULA |  |  | S15°6'51.028" | E039°15'10.387" | 400KVA | 11KV | 400V | 3 | 1995 | SBG | 322554 | 1039 | 45 | 556.4422 | 482.5578 | 482557.7778 |  | 23 | 51.95 | 51950 | 987.05 | 2.222% | 21.9344 | 504.4922 | 534.5078
10141103 | AT | TRANSFORMADOR AUXILIAR | AT2 | TRANSFORMADOR AUXILIAR MARCA:SBG NAMPULA CENTRAL AT2 |  | NAMPULA CENTRAL | NAMPULA |  |  | S15°6'51.028" | E039°15'10.387" | 400KVA | 11KV | 400V | 3 | 1995 | SBG | 322555 | 1039 | 45 | 556.4422 | 482.5578 | 482557.7778 |  | 23 | 51.95 | 51950 | 987.05 | 2.222% | 21.9344 | 504.4922 | 534.5078
10141103 | AT | TRANSFORMADOR AUXILIAR | AT1 | TRANSFORMADOR AUXILIAR MARCA:SBG NAMPULA CENTRAL AT1 |  | NAMPULA CENTRAL | NAMPULA |  |  | S15°6'51.028" | E039°15'10.387" | 400KVA | 11KV | 400V | 3 | 1995 | SBG | 322554 | 1200 | 45 | 642.6667 | 557.3333 | 557333.3333 |  | 23 | 60 | 60000 | 1140 | 2.222% | 25.3333 | 582.6667 | 617.3333
10141103 | AT | TRANSFORMADOR AUXILIAR | AT2 | TRANSFORMADOR AUXILIAR MARCA:SBG NAMPULA CENTRAL AT2 |  | NAMPULA CENTRAL | NAMPULA |  |  | S15°6'51.028" | E039°15'10.387" | 400KVA | 11KV | 400V | 3 | 1995 | SBG | 322555 | 1200 | 45 | 642.6667 | 557.3333 | 557333.3333 |  | 23 | 60 | 60000 | 1140 | 2.222% | 25.3333 | 582.6667 | 617.3333
10141149 | CAP | CAPACITOR |  | CAPACITOR MARCA:Efacec Se5 |  | Se5 | Maputo |  |  |  |  | 20.8 | 11 | 11 | 3 | 1996 | Efacec |  | 505 | 45 | 281.1167 | 223.8833 | 223883.3333 |  | 24 | 25.25 | 25250 | 479.75 | 2.222% | 10.6611 | 234.5444 | 270.4556
10141103 | MS | MINISUBESTAÇÃO | PT2 | MINISUBESTAÇÃO MARCA:EFACEC PT2 PT2 | Avenida Samora Machel (Prédio Comite) | PT2 | BEIRA | SOFALA |  | 693446 | 7806727.5 | 630 | 6.6 | 0.4 | 3 | 1996 | EFACEC | 10813.6 | 2772 | 45 | 1543.08 | 1228.92 | 1228920 |  | 24 | 138.6 | 138600 | 2633.4 | 2.222% | 58.52 | 1287.44 | 1484.56
10141103 | MS | MINISUBESTAÇÃO | PT4 | MINISUBESTAÇÃO MARCA:EFACEC PT4 PT4 | Oficinas da Pescamar-Maquinino | PT4 | BEIRA | SOFALA |  | 692523 | 7806540.8 | 630 | 6.6 | 0.4 | 3 | 1996 | EFACEC | 10813.1 | 2772 | 45 | 1543.08 | 1228.92 | 1228920 |  | 24 | 138.6 | 138600 | 2633.4 | 2.222% | 58.52 | 1287.44 | 1484.56
10141103 | MS | MINISUBESTAÇÃO | PT41 | MINISUBESTAÇÃO MARCA:Efacec PT41 PT41 | Universidade Pedagógica Ponta-Gêa | PT41 | BEIRA | SOFALA |  | 692813.2 | 7804928.9 | 630 | 6.6 | 0.4 | 3 | 1996 | Efacec | 10813.5 | 2772 | 45 | 1543.08 | 1228.92 | 1228920 |  | 24 | 138.6 | 138600 | 2633.4 | 2.222% | 58.52 | 1287.44 | 1484.56
10141103 | MS | MINISUBESTAÇÃO | PT43 | MINISUBESTAÇÃO MARCA:Efacec PT43 PT43 | Praça do Metical | PT43 | BEIRA | SOFALA |  | 692247.5 | 7806120.1 | 630 | 6.6 | 0.4 | 3 | 1996 | Efacec | 10813.4 | 2772 | 45 | 1543.08 | 1228.92 | 1228920 |  | 24 | 138.6 | 138600 | 2633.4 | 2.222% | 58.52 | 1287.44 | 1484.56
10141103 | MS | MINISUBESTAÇÃO | PT45 | MINISUBESTAÇÃO MARCA:Efacec PT45 PT45 | Prédio Volvo Maquinino | PT45 | BEIRA | SOFALA |  | 692898 | 7806280.4 | 630 | 6.6 | 0.4 | 3 | 1996 | Efacec | 10813.3 | 2772 | 45 | 1543.08 | 1228.92 | 1228920 |  | 24 | 138.6 | 138600 | 2633.4 | 2.222% | 58.52 | 1287.44 | 1484.56
10141103 | MS | MINISUBESTAÇÃO | PT131 | MINISUBESTAÇÃO MARCA:Efacec PT131 PT131 | Rua Mouzinho de Albuquerque(Predio Chek) | PT131 | BEIRA | SOFALA |  | 692795 | 7805081.3 | 630 | 6.6 | 0.4 | 3 | 1996 | Efacec | 10813.8 | 2772 | 45 | 1543.08 | 1228.92 | 1228920 |  | 24 | 138.6 | 138600 | 2633.4 | 2.222% | 58.52 | 1287.44 | 1484.56
10141103 | MS | MINISUBESTAÇÃO | PT137 | MINISUBESTAÇÃO MARCA:Efacec PT137 PT137 | Armazéns da EDM | PT137 | BEIRA | SOFALA |  | 692952.4 | 7805803.9 | 630 | 6.6 | 0.4 | 3 | 1996 | Efacec | 10813.1 | 2772 | 45 | 1543.08 | 1228.92 | 1228920 |  | 24 | 138.6 | 138600 | 2633.4 | 2.222% | 58.52 | 1287.44 | 1484.56
10141103 | MS | MINISUBESTAÇÃO | PT139 | MINISUBESTAÇÃO MARCA:Efacec PT139 PT139 | Prédio Small Maquinino | PT139 | BEIRA | SOFALA |  | 692452.8 | 7806237 | 630 | 6.6 | 0.4 | 3 | 1996 | Efacec | 10813 | 2772 | 45 | 1543.08 | 1228.92 | 1228920 |  | 24 | 138.6 | 138600 | 2633.4 | 2.222% | 58.52 | 1287.44 | 1484.56
10141103 | MS | MINISUBESTAÇÃO | PT159 | MINISUBESTAÇÃO MARCA:Efacec PT159 PT159 | Prédio Belo Horizonte Baixa | PT159 | BEIRA | SOFALA |  | 692474.9 | 7805723 | 630 | 6.6 | 0.4 | 3 | 1996 | Efacec | 10813.12 | 2772 | 45 | 1543.08 | 1228.92 | 1228920 |  | 24 | 138.6 | 138600 | 2633.4 | 2.222% | 58.52 | 1287.44 | 1484.56
10141103 | MS | MINISUBESTAÇÃO | AGCHI/PT67 | MINISUBESTAÇÃO MARCA:EFACEC AGCHI/PT67 AGCHI/PT67 | ZONA DO COLEGA ROBERTO | AGCHI/PT67 | CHIMOIO | MANICA |  | S19 05 22,16 | E033 29 06,02 | 500 | 22 | 0.4 | 3 | 1996 | EFACEC | 10839 | 3292 | 45 | 1832.5467 | 1459.4533 | 1459453.3333 |  | 24 | 164.6 | 164600 | 3127.4 | 2.222% | 69.4978 | 1528.9511 | 1763.0489
10141103 | MS | MINISUBESTAÇÃO | PT 183 | MINISUBESTAÇÃO MARCA: PT 183 | Mahotas |  | Maputo |  |  | 32,6049578 | -25,8888963 | 315 | 11 | 0,4 | 3Φ | 1996 |  |  | 1213 | 45 | 675.2367 | 537.7633 | 537763.3333 |  | 24 | 60.65 | 60650 | 1152.35 | 2.222% | 25.6078 | 563.3711 | 649.6289
10141103 | MS | MINISUBESTAÇÃO | PT 184 | MINISUBESTAÇÃO MARCA: PT 184 | Mahotas |  | Maputo |  |  | 32,6115316 | -25,8902098 | 315 | 11 | 0,4 | 3Φ | 1996 |  |  | 1213 | 45 | 675.2367 | 537.7633 | 537763.3333 |  | 24 | 60.65 | 60650 | 1152.35 | 2.222% | 25.6078 | 563.3711 | 649.6289
10141103 | MS | MINISUBESTAÇÃO | PT 185A | MINISUBESTAÇÃO MARCA:Efacec PT 185A | Mahotas |  | Maputo |  |  | 32,6133824 | -25,8835413 | 315 | 11 | 0,4 | 3Φ | 1996 | Efacec | 10830.10 | 1213 | 45 | 675.2367 | 537.7633 | 537763.3333 |  | 24 | 60.65 | 60650 | 1152.35 | 2.222% | 25.6078 | 563.3711 | 649.6289
10141103 | GMT | TRANSFORMADOR | PT74 | TRANSFORMADOR MARCA:Efacec PT74 PT74 | Prédio Branco- Matacuane | PT74 | BEIRA | SOFALA |  | 694424.9 | 7805598.7 | 630 | 6.6 | 0.4 | 3 | 1996 | Efacec | 1081.11 | 1016 | 45 | 565.5733 | 450.4267 | 450426.6667 |  | 24 | 50.8 | 50800 | 965.2 | 2.222% | 21.4489 | 471.8756 | 544.1244
10141103 | GMT | TRANSFORMADOR | PT106 | TRANSFORMADOR MARCA:Efacec PT106 PT106 | Cartonagem da Beira Manga | PT106 | BEIRA | SOFALA |  | 697058.7 | 7813205.1 | 500 | 22 | 0.4 | 3 | 1996 | Efacec | 10834.3 | 1016 | 45 | 565.5733 | 450.4267 | 450426.6667 |  | 24 | 50.8 | 50800 | 965.2 | 2.222% | 21.4489 | 471.8756 | 544.1244
10141103 | GMT | TRANSFORMADOR | PT179 | TRANSFORMADOR MARCA:Efacec PT179 PT179 | Rua Kruss Gomes(Munhava Banco Bim) | PT179 | BEIRA | SOFALA |  | 695232.7 | 7808208.9 | 630 | 6.6 | 0.4 | 3 | 1996 | Efacec | 10813.9 | 1016 | 45 | 565.5733 | 450.4267 | 450426.6667 |  | 24 | 50.8 | 50800 | 965.2 | 2.222% | 21.4489 | 471.8756 | 544.1244
10141103 | PMT | TRANSFORMADOR |  | TRANSFORMADOR MARCA:REVIVE SE-MANJE | TETE | SE-MANJE | DOMUE | DOMUE-CHAPOTELA |  | 616199.245 | 8394693.036 | 100 | 33 | 0.4 | 3 | 1996 | REVIVE | 351157 | 763 | 45 | 424.7367 | 338.2633 | 338263.3333 |  | 24 | 38.15 | 38150 | 724.85 | 2.222% | 16.1078 | 354.3711 | 408.6289
10141103 | PMT | TRANSFORMADOR | PTS 10 | TRANSFORMADOR MARCA:DPM ANGOCHE PTS 10 |  | ANGOCHE | ANGOCHE | THAMOLE SECRETARIO |  | 16°14.431 | 39°56.666 | 50 | 33KV | 400V | 3 | 1996 | DPM |  | 643 | 45 | 357.9367 | 285.0633 | 285063.3333 |  | 24 | 32.15 | 32150 | 610.85 | 2.222% | 13.5744 | 298.6378 | 344.3622
10141103 | PMT | TRANSFORMADOR | PTS 17 | TRANSFORMADOR MARCA:EFACEC ANGOCHE PTS 17 |  | ANGOCHE | ANGOCHE | RUA DA GITO |  | 16°13.251 | 39°54.835 | 160 | 33KV | 400V | 3 | 1996 | EFACEC |  | 991 | 45 | 551.6567 | 439.3433 | 439343.3333 |  | 24 | 49.55 | 49550 | 941.45 | 2.222% | 20.9211 | 460.2644 | 530.7356
10141103 | PMT | TRANSFORMADOR | PTS 8 | TRANSFORMADOR MARCA:TM MOMA PTS 8 |  | MOMA | MOMA | NPAGO |  | 16°39.004 | 39°20.681 | 100KVA | 22KV | 400V | 3 | 1996 | TM |  | 445 | 45 | 247.7167 | 197.2833 | 197283.3333 |  | 24 | 22.25 | 22250 | 422.75 | 2.222% | 9.3944 | 206.6778 | 238.3222
10141103 | PMT | TRANSFORMADOR | PT114 | TRANSFORMADOR MARCA:Efacec PT114 PT114 | Chamba Campo do Povo | PT114 | BEIRA | SOFALA |  | 691839.6 | 7816113.7 | 160 | 22 | 0.4 | 3 | 1996 | Efacec | 10832.5 | 572 | 45 | 318.4133 | 253.5867 | 253586.6667 |  | 24 | 28.6 | 28600 | 543.4 | 2.222% | 12.0756 | 265.6622 | 306.3378
10141103 | PMT | TRANSFORMADOR | PT240 | TRANSFORMADOR MARCA:Efacec PT240 PT240 | Manga Mascarenhas | PT240 | BEIRA | SOFALA |  | 697544.7 | 7812080.6 | 500 | 22 | 0.4 | 3 | 1996 | Efacec | 10834.8 | 1016 | 45 | 565.5733 | 450.4267 | 450426.6667 |  | 24 | 50.8 | 50800 | 965.2 | 2.222% | 21.4489 | 471.8756 | 544.1244
10141103 | PMT | TRANSFORMADOR | AGCHI/PT139 | TRANSFORMADOR MARCA:GEC ALSTOM AGCHI/PT139 AGCHI/PT139 | MONTE CABECA DE VELHO | AGCHI/PT139 | CHIMOIO | MANICA | Bairro Nhamaonha | S 19 06 20 87 | E 033 30 15,53 | 260 | 6.6 | 0.4 | 3 | 1996 | GEC ALSTOM | 08251/04/09 | 840 | 45 | 467.6 | 372.4 | 372400 |  | 24 | 42 | 42000 | 798 | 2.222% | 17.7333 | 390.1333 | 449.8667
10141103 | PMT | TRANSFORMADOR | PT 632 | TRANSFORMADOR MARCA:ABB Powertech PT 632 | Manhica |  | Maputo |  |  | 32,8198192 | -25,3252745 | 50 | 33 | 0,4 | 3Φ | 1996 | ABB Powertech | 2202 | 643 | 45 | 357.9367 | 285.0633 | 285063.3333 |  | 24 | 32.15 | 32150 | 610.85 | 2.222% | 13.5744 | 298.6378 | 344.3622
10141103 | PMT | TRANSFORMADOR | PT 04 RH | TRANSFORMADOR MARCA:Efacec PT 04 RH | Maxixe |  | Inhambane |  |  | 32,3392799 | -23,8726974 | 500 | 6.6 | 0,4 | 3Φ | 1996 | Efacec | 10829.1 | 1016 | 45 | 565.5733 | 450.4267 | 450426.6667 |  | 24 | 50.8 | 50800 | 965.2 | 2.222% | 21.4489 | 471.8756 | 544.1244
10141103 | PMT | TRANSFORMADOR | PTS 10 | TRANSFORMADOR MARCA:POWERTECH ANGOCHE PTS 10 |  | ANGOCHE | ANGOCHE | THAMOLE SECRETARIO |  | 16°14.431 | 39°56.666 | 50 | 33KV | 400V | 3 | 1996 | POWERTECH | 10828202/08 | 643 | 45 | 357.9367 | 285.0633 | 285063.3333 |  | 24 | 32.15 | 32150 | 610.85 | 2.222% | 13.5744 | 298.6378 | 344.3622
10141103 | PMT | TRANSFORMADOR | PTS 17 | TRANSFORMADOR MARCA:Moçambique ANGOCHE PTS 17 |  | ANGOCHE | ANGOCHE | RUA DA GITO |  | 16°13.251 | 39°54.835 | 160 | 33KV | 400V | 3 | 1996 | Moçambique | 961933 | 991 | 45 | 551.6567 | 439.3433 | 439343.3333 |  | 24 | 49.55 | 49550 | 941.45 | 2.222% | 20.9211 | 460.2644 | 530.7356
10141103 | PMT | TRANSFORMADOR | PTS 8 | TRANSFORMADOR MARCA:ITB MOMA PTS 8 |  | MOMA | MOMA | NPAGO |  | 16°39.004 | 39°20.681 | 100KVA | 22KV | 400V | 3 | 1996 | ITB | SEM CHAPA DE CARACTERÍSTICA | 445 | 45 | 247.7167 | 197.2833 | 197283.3333 |  | 24 | 22.25 | 22250 | 422.75 | 2.222% | 9.3944 | 206.6778 | 238.3222
10141103 | MS | MINISUBESTAÇÃO | PT127 | MINISUBESTAÇÃO MARCA:EFACEC PT127 PT127 | Prédio Cooperativa Ponta-Gêa | PT127 | BEIRA | SOFALA |  | 692451.4 | 7805422.7 | 630 | 6.6 | 0.4 | 3 | 1997 | EFACEC | 10813.7 | 2772 | 45 | 1601.6 | 1170.4 | 1170400 |  | 25 | 138.6 | 138600 | 2633.4 | 2.222% | 58.52 | 1228.92 | 1543.08
10141103 | MS | MINISUBESTAÇÃO | PTS 53 | MINISUBESTAÇÃO MARCA:Efacec PTS 53 |  |  | Maputo |  |  | 32,5943518 | -25,9755358 | 630 | 11 | 0,4 | 3Φ | 1997 | Efacec | 27211.2 | 2772 | 45 | 1601.6 | 1170.4 | 1170400 |  | 25 | 138.6 | 138600 | 2633.4 | 2.222% | 58.52 | 1228.92 | 1543.08
10141103 | MS | MINISUBESTAÇÃO | PT65 | MINISUBESTAÇÃO MARCA: PT65 |  |  | Maputo |  |  | 32,5904446 | -25,9751026 | 315 | 11 | 0,4 | 3Φ | 1997 |  | FOTO | 1213 | 45 | 700.8444 | 512.1556 | 512155.5556 |  | 25 | 60.65 | 60650 | 1152.35 | 2.222% | 25.6078 | 537.7633 | 675.2367
10141103 | MS | MINISUBESTAÇÃO | PTS 27 | MINISUBESTAÇÃO MARCA:Efacec PTS 27 |  |  | Maputo |  |  | 32,5845558 | -25,9753492 | 630 | 11 | 0,4 | 3Φ | 1997 | Efacec | 27211.5 | 2772 | 45 | 1601.6 | 1170.4 | 1170400 |  | 25 | 138.6 | 138600 | 2633.4 | 2.222% | 58.52 | 1228.92 | 1543.08
10141103 | MS | MINISUBESTAÇÃO | PTS 53 | MINISUBESTAÇÃO MARCA:Efacec PTS 53 |  |  | Maputo |  |  | 32,5943518 | -25,9755358 | 630 | 11 | 0,4 | 3Φ | 1997 | Efacec | 27211.2 | 2772 | 45 | 1601.6 | 1170.4 | 1170400 |  | 25 | 138.6 | 138600 | 2633.4 | 2.222% | 58.52 | 1228.92 | 1543.08
10141103 | MS | MINISUBESTAÇÃO | PTS 180 | MINISUBESTAÇÃO MARCA: PTS 180 |  |  | Maputo |  |  | 32,5911876 | -25,9728517 | 630 | 11 | 0,4 | 3Φ | 1997 |  |  | 2772 | 45 | 1601.6 | 1170.4 | 1170400 |  | 25 | 138.6 | 138600 | 2633.4 | 2.222% | 58.52 | 1228.92 | 1543.08
10141103 | GMT | TRANSFORMADOR | PTS 7 | TRANSFORMADOR MARCA:OrZUGNEY ANGOCHE PTS 7 |  | ANGOCHE | ANGOCHE | CUANNHA |  | 16°12.855 | 39°55.190 | 250 | 33KV | 400V | 3 | 1997 | OrZUGNEY |  | 991 | 45 | 572.5778 | 418.4222 | 418422.2222 |  | 25 | 49.55 | 49550 | 941.45 | 2.222% | 20.9211 | 439.3433 | 551.6567
10141103 | GMT | TRANSFORMADOR | PTS 1 | TRANSFORMADOR MARCA:EFACEC ANGOCHE PTS 1 |  | ANGOCHE | NAMETORIA | NAMETORIA |  | 16°03.082 | 39°43.923 | 200 | 33KV | 400V | 3 | 1997 | EFACEC |  | 991 | 45 | 572.5778 | 418.4222 | 418422.2222 |  | 25 | 49.55 | 49550 | 941.45 | 2.222% | 20.9211 | 439.3433 | 551.6567
10141103 | GMT | TRANSFORMADOR | PTS 7 | TRANSFORMADOR MARCA:Moçambique ANGOCHE PTS 7 |  | ANGOCHE | ANGOCHE | CUANNHA |  | 16°12.855 | 39°55.190 | 250 | 33KV | 400V | 3 | 1997 | Moçambique | 895551 | 991 | 45 | 572.5778 | 418.4222 | 418422.2222 |  | 25 | 49.55 | 49550 | 941.45 | 2.222% | 20.9211 | 439.3433 | 551.6567
10141103 | GMT | TRANSFORMADOR | PTS 1 | TRANSFORMADOR MARCA:EFACEC ANGOCHE PTS 1 |  | ANGOCHE | NAMETORIA | NAMETORIA |  | 16°03.082 | 39°43.923 | 200 | 33KV | 400V | 3 | 1997 | EFACEC | L00028567 | 991 | 45 | 572.5778 | 418.4222 | 418422.2222 |  | 25 | 49.55 | 49550 | 941.45 | 2.222% | 20.9211 | 439.3433 | 551.6567
10141103 | GMT | TRANSFORMADOR |  | TRANSFORMADOR MARCA:SIEMENS PTS4 |  | PTS4 | QUALIMANE |  |  | S17 52 31.19 | E036 53 25.33 | 315 | 11 | 0,4 | 3 | 1997 | SIEMENS | 646536 | 840 | 45 | 485.3333 | 354.6667 | 354666.6667 |  | 25 | 42 | 42000 | 798 | 2.222% | 17.7333 | 372.4 | 467.6
10141103 | GMT | TRANSFORMADOR |  | TRANSFORMADOR MARCA:SIEMENS PTS11 |  | PTS11 | QUALIMANE |  |  | S17 51 57.92 | E036 54 10.37 | 315 | 11 | 0,4 | 3 | 1997 | SIEMENS | 646521 | 840 | 45 | 485.3333 | 354.6667 | 354666.6667 |  | 25 | 42 | 42000 | 798 | 2.222% | 17.7333 | 372.4 | 467.6
10141103 | GMT | TRANSFORMADOR |  | TRANSFORMADOR MARCA:SIEMENS PTS 20 |  | PTS 20 | QUALIMANE |  |  | S17 52 41.84 | E036 53 09.56 | 315 | 11 | 0,4 | 3 | 1997 | SIEMENS | CV07-2259/001 | 840 | 45 | 485.3333 | 354.6667 | 354666.6667 |  | 25 | 42 | 42000 | 798 | 2.222% | 17.7333 | 372.4 | 467.6
10141103 | GMT | TRANSFORMADOR |  | TRANSFORMADOR MARCA:SIEMENS PTS 2 |  | PTS 2 | QUALIMANE |  |  | S17 52 45.26 | E036 53 15.64 | 315 | 11 | 0,4 | 3 | 1997 | SIEMENS | CV07-2259/008 | 840 | 45 | 485.3333 | 354.6667 | 354666.6667 |  | 25 | 42 | 42000 | 798 | 2.222% | 17.7333 | 372.4 | 467.6
10141103 | GMT | TRANSFORMADOR |  | TRANSFORMADOR MARCA:SIEMENS PTS 3 |  | PTS 3 | QUALIMANE |  |  | S17 52 48.00 | E036 53 25.71 | 315 | 11 | 0,4 | 3 | 1997 | SIEMENS | NOT VISIBLE | 840 | 45 | 485.3333 | 354.6667 | 354666.6667 |  | 25 | 42 | 42000 | 798 | 2.222% | 17.7333 | 372.4 | 467.6
10141103 | GMT | TRANSFORMADOR |  | TRANSFORMADOR MARCA:NEI PTS MUDUA |  | PTS MUDUA | MOCUBA |  |  | S16 51 45.28 | E036 58 15.05 | 315 | 11 | 0,4 | 3 | 1997 | NEI | 102780082/06 | 840 | 45 | 485.3333 | 354.6667 | 354666.6667 |  | 25 | 42 | 42000 | 798 | 2.222% | 17.7333 | 372.4 | 467.6
10141103 | PMT | TRANSFORMADOR | PTS 16 | TRANSFORMADOR MARCA:TM ANGOCHE PTS 16 |  | ANGOCHE | ANGOCHE | KM 13 |  | 16°07.213 | 39°54.262 | 100 | 33KV | 400V | 3 | 1997 | TM |  | 763 | 45 | 440.8444 | 322.1556 | 322155.5556 |  | 25 | 38.15 | 38150 | 724.85 | 2.222% | 16.1078 | 338.2633 | 424.7367
10141103 | PMT | TRANSFORMADOR | PTS 11 | TRANSFORMADOR MARCA:EMTA MOMA PTS 11 |  | MOMA | MOMA | NAMPUI |  | 16°52.171 | 39°08.362 | 160KVA | 22KV | 400V | 3 | 1997 | EMTA |  | 572 | 45 | 330.4889 | 241.5111 | 241511.1111 |  | 25 | 28.6 | 28600 | 543.4 | 2.222% | 12.0756 | 253.5867 | 318.4133
10141103 | PMT | TRANSFORMADOR | PT 34 RG | TRANSFORMADOR MARCA:Cawse & Mancolm Engineering PT 34 RG | Vilankulo |  | Inhambane |  |  | 35,3178867 | -22,0165674 | 100 | 11 | 0.4 | 3Φ | 1997 | Cawse & Mancolm Engineering | 970264 | 445 | 45 | 257.1111 | 187.8889 | 187888.8889 |  | 25 | 22.25 | 22250 | 422.75 | 2.222% | 9.3944 | 197.2833 | 247.7167
10141103 | PMT | TRANSFORMADOR | PT 657 | TRANSFORMADOR MARCA:ABB Powertech PT 657 |  |  | Manhica |  |  | 32,7533296 | -25,4165496 | 100 | 33 | 0.4 | 3Φ | 1997 | ABB Powertech | 4077 | 763 | 45 | 440.8444 | 322.1556 | 322155.5556 |  | 25 | 38.15 | 38150 | 724.85 | 2.222% | 16.1078 | 338.2633 | 424.7367
10141103 | PMT | TRANSFORMADOR | AGXX/PTS0341 | TRANSFORMADOR MARCA:GECALSTHOM AGXX/PTS0341 AGXX/PTS0341 | Mahielene | AGXX/PTS0341 | DA CIDADE DE XAI-XAI | Gaza |  | 25º 09.031 | 033º 31.560 | 200 | 11 | 0.4 | 3 | 1997 | GECALSTHOM | 17281/02/00 | 572 | 45 | 330.4889 | 241.5111 | 241511.1111 |  | 25 | 28.6 | 28600 | 543.4 | 2.222% | 12.0756 | 253.5867 | 318.4133
10141103 | PMT | TRANSFORMADOR | PTS 16 | TRANSFORMADOR MARCA:Fuji Tusco ANGOCHE PTS 16 |  | ANGOCHE | ANGOCHE | KM 13 |  | 16°07.213 | 39°54.262 | 100 | 33KV | 400V | 3 | 1997 | Fuji Tusco | 581361 | 763 | 45 | 440.8444 | 322.1556 | 322155.5556 |  | 25 | 38.15 | 38150 | 724.85 | 2.222% | 16.1078 | 338.2633 | 424.7367
10141103 | PMT | TRANSFORMADOR | PTS 11 | TRANSFORMADOR MARCA:TM MOMA PTS 11 |  | MOMA | MOMA | NAMPUI |  | 16°52.171 | 39°08.362 | 160KVA | 22KV | 400V | 3 | 1997 | TM | 888768 | 572 | 45 | 330.4889 | 241.5111 | 241511.1111 |  | 25 | 28.6 | 28600 | 543.4 | 2.222% | 12.0756 | 253.5867 | 318.4133
10141103 | PMT | TRANSFORMADOR | PTS 64 | TRANSFORMADOR MARCA:GEC ALSTHOM PTS 64 PTS 64 |  | PTS 64 | Matola | Liberdade |  | 32.477457 | -25.914668 | 315 | 33 | 0.4 | 3Ø | 1997 | GEC ALSTHOM | 01661/01/01 | 1039 | 45 | 600.3111 | 438.6889 | 438688.8889 |  | 25 | 51.95 | 51950 | 987.05 | 2.222% | 21.9344 | 460.6233 | 578.3767
10141103 | MS | MINISUBESTAÇÃO | PTS 240 | MINISUBESTAÇÃO MARCA:GEC ALSTHOM PTS 240 PTS 240 |  | PTS 240 | Belulane | Mozal |  | 32.396695 | -25.927307 | 630 | 11 | 0.4 | 3Ø | 1998 | GEC ALSTHOM | 95571/03/01 | 2772 | 45 | 1660.12 | 1111.88 | 1111880 |  | 26 | 138.6 | 138600 | 2633.4 | 2.222% | 58.52 | 1170.4 | 1601.6
10141103 | MS | MINISUBESTAÇÃO | PTS 241 | MINISUBESTAÇÃO MARCA:GEC ALSTHOM PTS 241 PTS 241 |  | PTS 241 | Boane | Mozal |  | 32.394941 | -25.928626 | 630 | 11 | 0.4 | 3Ø | 1998 | GEC ALSTHOM |  | 2772 | 45 | 1660.12 | 1111.88 | 1111880 |  | 26 | 138.6 | 138600 | 2633.4 | 2.222% | 58.52 | 1170.4 | 1601.6
10141103 | GMT | TRANSFORMADOR | PTS 26 | TRANSFORMADOR MARCA:TM ANGOCHE PTS 26 |  | ANGOCHE | ANGOCHE | INGURE |  | 16°13.366 | 39°54.191 | 200 | 33KV | 400V | 3 | 1998 | TM |  | 991 | 45 | 593.4989 | 397.5011 | 397501.1111 |  | 26 | 49.55 | 49550 | 941.45 | 2.222% | 20.9211 | 418.4222 | 572.5778
10141103 | GMT | TRANSFORMADOR | PTS 3 | TRANSFORMADOR MARCA:ABB ANGOCHE PTS 3 |  | ANGOCHE | NAMETORIA | NANHUPO-RIO |  | 15°57.831 | 39°30.805 | 12000 | 33KV | 400V | 3 | 1998 | ABB |  | 20419 | 45 | 12228.7122 | 8190.2878 | 8190287.7778 |  | 26 | 1020.95 | 1020950 | 19398.05 | 2.222% | 431.0678 | 8621.3556 | 11797.6444
10141103 | GMT | TRANSFORMADOR | PT76 | TRANSFORMADOR MARCA:Efacec PT76 PT76 | Rua da Guiné Esturro | PT76 | BEIRA | SOFALA |  | 693403.9 | 7806202.9 | 630 | 6.6 | 0.4 | 3 | 1998 | Efacec | 27222.1 | 1016 | 45 | 608.4711 | 407.5289 | 407528.8889 |  | 26 | 50.8 | 50800 | 965.2 | 2.222% | 21.4489 | 428.9778 | 587.0222
10141103 | GMT | TRANSFORMADOR | PTS 242 | TRANSFORMADOR MARCA:DESTA POWER MATLA PTS 242 PTS 242 |  | PTS 242 | Boane | Mozal |  | 32.397596 | -25.928808 | 315 | 11 | 0.4 | 3Ø | 1998 | DESTA POWER MATLA | DT-403/1 | 840 | 45 | 503.0667 | 336.9333 | 336933.3333 |  | 26 | 42 | 42000 | 798 | 2.222% | 17.7333 | 354.6667 | 485.3333
10141103 | GMT | TRANSFORMADOR | PTS 26 | TRANSFORMADOR MARCA:ASTOR ANGOCHE PTS 26 |  | ANGOCHE | ANGOCHE | INGURE |  | 16°13.366 | 39°54.191 | 200 | 33KV | 400V | 3 | 1998 | ASTOR | 17-01506 | 991 | 45 | 593.4989 | 397.5011 | 397501.1111 |  | 26 | 49.55 | 49550 | 941.45 | 2.222% | 20.9211 | 418.4222 | 572.5778
10141103 | GMT | TRANSFORMADOR | PTS 3 | TRANSFORMADOR MARCA:Moçambique ANGOCHE PTS 3 |  | ANGOCHE | NAMETORIA | NANHUPO-RIO |  | 15°57.831 | 39°30.805 | 100 | 33KV | 400V | 3 | 1998 | Moçambique | 961737 | 763 | 45 | 456.9522 | 306.0478 | 306047.7778 |  | 26 | 38.15 | 38150 | 724.85 | 2.222% | 16.1078 | 322.1556 | 440.8444
10141103 | GMT | TRANSFORMADOR |  | TRANSFORMADOR MARCA:SIEMENS PTS13 |  | PTS13 | QUALIMANE |  |  | S17 51 52.94 | E036 53 17.13 | 315 | 11 | 0,4 | 3 | 1998 | SIEMENS | 68548 | 840 | 45 | 503.0667 | 336.9333 | 336933.3333 |  | 26 | 42 | 42000 | 798 | 2.222% | 17.7333 | 354.6667 | 485.3333
10141103 | GMT | TRANSFORMADOR |  | TRANSFORMADOR MARCA:SIEMENS PTS6 |  | PTS6 | QUALIMANE |  |  | S17 52 00.52 | E036 53 27.93 | 315 | 11 | 0,4 | 3 | 1998 | SIEMENS | 685542 | 840 | 45 | 503.0667 | 336.9333 | 336933.3333 |  | 26 | 42 | 42000 | 798 | 2.222% | 17.7333 | 354.6667 | 485.3333
10141103 | GMT | TRANSFORMADOR |  | TRANSFORMADOR MARCA:SIEMENS PTS PILOTO |  | PTS PILOTO | QUALIMANE |  |  | S17 52 14.61 | E036 53 31.49 | 315 | 11 | 0,4 | 3 | 1998 | SIEMENS | 685541 | 840 | 45 | 503.0667 | 336.9333 | 336933.3333 |  | 26 | 42 | 42000 | 798 | 2.222% | 17.7333 | 354.6667 | 485.3333
10141103 | GMT | TRANSFORMADOR |  | TRANSFORMADOR MARCA:SIEMENS PTS SINACURA |  | PTS SINACURA | QUALIMANE |  |  | S17 52 24.66 | E036 53 37.83 | 315 | 11 | 0,4 | 3 | 1998 | SIEMENS | 685530 | 840 | 45 | 503.0667 | 336.9333 | 336933.3333 |  | 26 | 42 | 42000 | 798 | 2.222% | 17.7333 | 354.6667 | 485.3333
10141103 | GMT | TRANSFORMADOR |  | TRANSFORMADOR MARCA:SIEMENS PTS TORRONE |  | PTS TORRONE | QUALIMANE |  |  | S17 52 34.87 | E036 53 51.36 | 315 | 11 | 0,4 | 3 | 1998 | SIEMENS | 685543 | 840 | 45 | 503.0667 | 336.9333 | 336933.3333 |  | 26 | 42 | 42000 | 798 | 2.222% | 17.7333 | 354.6667 | 485.3333
10141103 | GMT | TRANSFORMADOR |  | TRANSFORMADOR MARCA:SIEMENS PTS10 |  | PTS10 | QUALIMANE |  |  | S17 52 22.20 | E036 53 55.15 | 315 | 11 | 0,4 | 3 | 1998 | SIEMENS | 685550 | 840 | 45 | 503.0667 | 336.9333 | 336933.3333 |  | 26 | 42 | 42000 | 798 | 2.222% | 17.7333 | 354.6667 | 485.3333
10141103 | GMT | TRANSFORMADOR |  | TRANSFORMADOR MARCA:SIEMENS PTS JANEIRO 1 |  | PTS JANEIRO 1 | QUALIMANE |  |  | S17 52 14.52 | E036 54 05.67 | 315 | 11 | 0,4 | 3 | 1998 | SIEMENS | 685549 | 840 | 45 | 503.0667 | 336.9333 | 336933.3333 |  | 26 | 42 | 42000 | 798 | 2.222% | 17.7333 | 354.6667 | 485.3333
10141103 | GMT | TRANSFORMADOR |  | TRANSFORMADOR MARCA:SIEMENS PTS JANEIRO 2 |  | PTS JANEIRO 2 | QUALIMANE |  |  | S17 52 15.91 | S036 54 20.19 | 315 | 11 | 0,4 | 3 | 1998 | SIEMENS | 685567 | 840 | 45 | 503.0667 | 336.9333 | 336933.3333 |  | 26 | 42 | 42000 | 798 | 2.222% | 17.7333 | 354.6667 | 485.3333
10141103 | GMT | TRANSFORMADOR |  | TRANSFORMADOR MARCA:SIEMENS PTS DRENAG |  | PTS DRENAG | QUALIMANE |  |  | S17 52 01.79 | S036 54 30.49 | 315 | 11 | 0,4 | 3 | 1998 | SIEMENS | 685565 | 840 | 45 | 503.0667 | 336.9333 | 336933.3333 |  | 26 | 42 | 42000 | 798 | 2.222% | 17.7333 | 354.6667 | 485.3333
10141103 | GMT | TRANSFORMADOR |  | TRANSFORMADOR MARCA:SIEMENS PTS 1ST MAIO 1 |  | PTS 1ST MAIO 1 | QUALIMANE |  |  | S17 451 57.74 | E036 53 54.35 | 315 | 11 | 0,4 | 3 | 1998 | SIEMENS | 685570 | 840 | 45 | 503.0667 | 336.9333 | 336933.3333 |  | 26 | 42 | 42000 | 798 | 2.222% | 17.7333 | 354.6667 | 485.3333
10141103 | GMT | TRANSFORMADOR |  | TRANSFORMADOR MARCA: PTS 1ST MAIO 2 |  | PTS 1ST MAIO 2 | QUALIMANE |  |  | S17 51 54.08 | E036 53 48.87 | 315 | 11 | 0.4 | 3 | 1998 |  |  | 840 | 45 | 503.0667 | 336.9333 | 336933.3333 |  | 26 | 42 | 42000 | 798 | 2.222% | 17.7333 | 354.6667 | 485.3333
10141103 | GMT | TRANSFORMADOR |  | TRANSFORMADOR MARCA:SIEMENS PTS MUSAICO |  | PTS MUSAICO | QUALIMANE |  |  | S17 51 27.58 | E036 54 00.37 | 315 | 11 | 0,4 | 3 | 1998 | SIEMENS | 685569 | 840 | 45 | 503.0667 | 336.9333 | 336933.3333 |  | 26 | 42 | 42000 | 798 | 2.222% | 17.7333 | 354.6667 | 485.3333
10141103 | GMT | TRANSFORMADOR |  | TRANSFORMADOR MARCA:SIEMENS PTS ACORDOS DE LUSAKA |  | PTS ACORDOS DE LUSAKA | QUALIMANE |  |  | S17 51 18.00 | E036 53 53.45 | 315 | 11 | 0,4 | 3 | 1998 | SIEMENS | 685565 | 840 | 45 | 503.0667 | 336.9333 | 336933.3333 |  | 26 | 42 | 42000 | 798 | 2.222% | 17.7333 | 354.6667 | 485.3333
10141103 | GMT | TRANSFORMADOR |  | TRANSFORMADOR MARCA:SIEMENS PTS CONTAMINA |  | PTS CONTAMINA | QUALIMANE |  |  | S17 51 24.92 | E036 53 36.35 | 315 | 11 | 0,4 | 3 | 1998 | SIEMENS | 685567 | 840 | 45 | 503.0667 | 336.9333 | 336933.3333 |  | 26 | 42 | 42000 | 798 | 2.222% | 17.7333 | 354.6667 | 485.3333
10141103 | GMT | TRANSFORMADOR |  | TRANSFORMADOR MARCA:SIEMENS PTS SANTAGUA |  | PTS SANTAGUA | QUALIMANE |  |  | S17 51 11.34 | E036 53 46.26 | 315 | 11 | 0,4 | 3 | 1998 | SIEMENS | 685591 | 840 | 45 | 503.0667 | 336.9333 | 336933.3333 |  | 26 | 42 | 42000 | 798 | 2.222% | 17.7333 | 354.6667 | 485.3333
10141103 | GMT | TRANSFORMADOR |  | TRANSFORMADOR MARCA:SIEMENS PTS 9 |  | PTS 9 | QUALIMANE |  |  | S17 51 44.20 | E036 53 42.50 | 315 | 11 | 0,4 | 3 | 1998 | SIEMENS | 685581 | 840 | 45 | 503.0667 | 336.9333 | 336933.3333 |  | 26 | 42 | 42000 | 798 | 2.222% | 17.7333 | 354.6667 | 485.3333
10141103 | GMT | TRANSFORMADOR |  | TRANSFORMADOR MARCA:SIEMENS PTS GALP |  | PTS GALP | QUALIMANE |  |  | S17 51 53.53 | E036 53 34.23 | 315 | 11 | 0,4 | 3 | 1998 | SIEMENS | 685577 | 840 | 45 | 503.0667 | 336.9333 | 336933.3333 |  | 26 | 42 | 42000 | 798 | 2.222% | 17.7333 | 354.6667 | 485.3333
10141103 | GMT | TRANSFORMADOR |  | TRANSFORMADOR MARCA:SIEMENS PTS 8 |  | PTS 8 | QUALIMANE |  |  | S17 52 47.35 | E036 53 01.90 | 315 | 11 | 0,4 | 3 | 1998 | SIEMENS | 685559 | 840 | 45 | 503.0667 | 336.9333 | 336933.3333 |  | 26 | 42 | 42000 | 798 | 2.222% | 17.7333 | 354.6667 | 485.3333
10141103 | GMT | TRANSFORMADOR |  | TRANSFORMADOR MARCA:SIEMENS PTS 1 |  | PTS 1 | QUALIMANE |  |  | S17 52 47.91 | E036 53 07.08 | 315 | 11 | 0,4 | 3 | 1998 | SIEMENS | 685546 | 840 | 45 | 503.0667 | 336.9333 | 336933.3333 |  | 26 | 42 | 42000 | 798 | 2.222% | 17.7333 | 354.6667 | 485.3333
10141103 | GMT | TRANSFORMADOR |  | TRANSFORMADOR MARCA:SIEMENS PTS GANI |  | PTS GANI | QUALIMANE |  |  | S17 53 02.02 | E036 53 27.69 | 315 | 11 | 0,4 | 3 | 1998 | SIEMENS | 685572 | 840 | 45 | 503.0667 | 336.9333 | 336933.3333 |  | 26 | 42 | 42000 | 798 | 2.222% | 17.7333 | 354.6667 | 485.3333
10141103 | GMT | TRANSFORMADOR |  | TRANSFORMADOR MARCA:SIEMENS PTS 19 |  | PTS 19 | QUALIMANE |  |  | S17 52 48.46 | E036 53 37.86 | 315 | 11 | 0,4 | 3 | 1998 | SIEMENS | 68535 | 840 | 45 | 503.0667 | 336.9333 | 336933.3333 |  | 26 | 42 | 42000 | 798 | 2.222% | 17.7333 | 354.6667 | 485.3333
10141103 | GMT | TRANSFORMADOR |  | TRANSFORMADOR MARCA:ZENARO PTS 1022 |  | PTS 1022 | MOCUBA |  |  | S16 50 49.58 | E036 58 43.89 | 315 | 11 | 0,4 | 3 | 1998 | ZENARO |  | 840 | 45 | 503.0667 | 336.9333 | 336933.3333 |  | 26 | 42 | 42000 | 798 | 2.222% | 17.7333 | 354.6667 | 485.3333
10141103 | GMT | TRANSFORMADOR |  | TRANSFORMADOR MARCA: PTS 1003 |  | PTS 1003 | MOCUBA |  |  | S16 50 39.90 | E036 58 32.28 | 315 | 11 | 0,4 | 3 | 1998 |  |  | 840 | 45 | 503.0667 | 336.9333 | 336933.3333 |  | 26 | 42 | 42000 | 798 | 2.222% | 17.7333 | 354.6667 | 485.3333
10141103 | GMT | TRANSFORMADOR |  | TRANSFORMADOR MARCA:ZENARO PTS 1029 |  | PTS 1029 | MOCUBA |  |  | S16 51 26.36 | E036 58 22.73 | 315 | 11 | 0,4 | 3 | 1998 | ZENARO |  | 840 | 45 | 503.0667 | 336.9333 | 336933.3333 |  | 26 | 42 | 42000 | 798 | 2.222% | 17.7333 | 354.6667 | 485.3333
10141103 | GMT | TRANSFORMADOR |  | TRANSFORMADOR MARCA:ZENARO PTS 1028 |  | PTS 1028 | MOCUBA |  |  | S16 51 10.36 | E036 57 44.19 | 315 | 11 | 0,4 | 3 | 1998 | ZENARO |  | 840 | 45 | 503.0667 | 336.9333 | 336933.3333 |  | 26 | 42 | 42000 | 798 | 2.222% | 17.7333 | 354.6667 | 485.3333
10141103 | GMT | TRANSFORMADOR |  | TRANSFORMADOR MARCA:ZENARO PTS MONTINHO |  | PTS MONTINHO | MOCUBA |  |  | S16 51 42.22 | E036 57 02.55 | 315 | 11 | 0,4 | 3 | 1998 | ZENARO |  | 840 | 45 | 503.0667 | 336.9333 | 336933.3333 |  | 26 | 42 | 42000 | 798 | 2.222% | 17.7333 | 354.6667 | 485.3333
10141103 | PMT | TRANSFORMADOR | PTS 5 | TRANSFORMADOR MARCA:OrZUGNEY ANGOCHE PTS 5 |  | ANGOCHE | ANGOCHE | CHOMAR |  | 16°12.896 | 39°53.927 | 200 | 33KV | 400V | 3 | 1998 | OrZUGNEY |  | 991 | 45 | 593.4989 | 397.5011 | 397501.1111 |  | 26 | 49.55 | 49550 | 941.45 | 2.222% | 20.9211 | 418.4222 | 572.5778
10141103 | PMT | TRANSFORMADOR | PTS 7 | TRANSFORMADOR MARCA:TUSCO ANGOCHE PTS 7 |  | ANGOCHE | NAMETORIA | NAPRUMA |  | 16°04.522 | 39°37.138 | 32 | 33KV | 400V | 1 | 1998 | TUSCO |  | 643 | 45 | 385.0856 | 257.9144 | 257914.4444 |  | 26 | 32.15 | 32150 | 610.85 | 2.222% | 13.5744 | 271.4889 | 371.5111
10141103 | PMT | TRANSFORMADOR | PTS 1146 | TRANSFORMADOR MARCA:GEC ALSTHOM PTS 1146 PTS 1146 |  | PTS 1146 | Boane | Mozal |  | 32.402927 | -25.924161 | 200 | 11 | 0.4 | 3Ø | 1998 | GEC ALSTHOM |  | 572 | 45 | 342.5644 | 229.4356 | 229435.5556 |  | 26 | 28.6 | 28600 | 543.4 | 2.222% | 12.0756 | 241.5111 | 330.4889
10141103 | PMT | TRANSFORMADOR | PTS 1070 | TRANSFORMADOR MARCA:EI Transformers PTS 1070 | Zimpeto |  | Maputo |  |  | 32,5499518 | -25,8375682 | 100 | 33 | 0,4 | 3Φ | 1998 | EI Transformers | 10287602/02 | 763 | 45 | 456.9522 | 306.0478 | 306047.7778 |  | 26 | 38.15 | 38150 | 724.85 | 2.222% | 16.1078 | 322.1556 | 440.8444
10141103 | PMT | TRANSFORMADOR | PT 642 | TRANSFORMADOR MARCA:NEI Transformers PT 642 |  |  | Manhica |  |  | 32,8140054 | -25,392680 | 200 | 33 | 0.4 | 3Φ | 1998 | NEI Transformers | 20327401/02 | 991 | 45 | 593.4989 | 397.5011 | 397501.1111 |  | 26 | 49.55 | 49550 | 941.45 | 2.222% | 20.9211 | 418.4222 | 572.5778
10141103 | PMT | TRANSFORMADOR | PT 659 | TRANSFORMADOR MARCA:Actom PT 659 |  |  | Manhica |  |  | 32,7428923 | -25,414497 | 315 | 33 | 0.4 | 3Φ | 1998 | Actom | 02450/01/01 | 1039 | 45 | 622.2456 | 416.7544 | 416754.4444 |  | 26 | 51.95 | 51950 | 987.05 | 2.222% | 21.9344 | 438.6889 | 600.3111
10141103 | PMT | TRANSFORMADOR | PTS 5 | TRANSFORMADOR MARCA:Moçambique ANGOCHE PTS 5 |  | ANGOCHE | ANGOCHE | CHOMAR |  | 16°12.896 | 39°53.927 | 200 | 33KV | 400V | 3 | 1998 | Moçambique | 92093 | 991 | 45 | 593.4989 | 397.5011 | 397501.1111 |  | 26 | 49.55 | 49550 | 941.45 | 2.222% | 20.9211 | 418.4222 | 572.5778
10141103 | PMT | TRANSFORMADOR | PTS 7 | TRANSFORMADOR MARCA:DELTA POWER MATLA (DPM) ANGOCHE PTS 7 |  | ANGOCHE | NAMETORIA | NAPRUMA |  | 16°04.522 | 39°37.138 | 32 | 33KV | 400V | 1 | 1998 | DELTA POWER MATLA (DPM) | 10671001/05 | 643 | 45 | 385.0856 | 257.9144 | 257914.4444 |  | 26 | 32.15 | 32150 | 610.85 | 2.222% | 13.5744 | 271.4889 | 371.5111
10141103 | PMT | TRANSFORMADOR | No Label | TRANSFORMADOR MARCA:Efacec Inhambane No Label |  | Inhambane | Inhambane |  |  | 35,38596 | -23,87079 | 400 | 33 | 0.4 | 3Φ | 1998 | Efacec | 11433 | 1039 | 45 | 622.2456 | 416.7544 | 416754.4444 |  | 26 | 51.95 | 51950 | 987.05 | 2.222% | 21.9344 | 438.6889 | 600.3111
10141103 | PMT | TRANSFORMADOR | No Label | TRANSFORMADOR MARCA:Efacec Inhambane No Label |  | Inhambane | Inhambane |  |  | 35,54661 | -23,86472 | 200 | 33 | 0.4 | 3Φ | 1998 | Efacec | 11438.5 | 991 | 45 | 593.4989 | 397.5011 | 397501.1111 |  | 26 | 49.55 | 49550 | 941.45 | 2.222% | 20.9211 | 418.4222 | 572.5778
10141103 | PMT | TRANSFORMADOR | PTS 1070 | TRANSFORMADOR MARCA:NEI PTS 1070 PTS 1070 |  | PTS 1070 | Khongolote |  |  | 32.549959 | -25.837543 | 100 | 33 | 0.4 | 3Ø | 1998 | NEI | 10297602/02 | 763 | 45 | 456.9522 | 306.0478 | 306047.7778 |  | 26 | 38.15 | 38150 | 724.85 | 2.222% | 16.1078 | 322.1556 | 440.8444
10141103 | PMT | TRANSFORMADOR | PTS 249 | TRANSFORMADOR MARCA:GEC ALSTHOM PTS 249 PTS 249 |  | PTS 249 | Boane | Mozal |  | 32.397913 | -25.923481 | 200 | 11 | 0.4 | 3Ø | 1998 | GEC ALSTHOM | 02162/02/09 | 572 | 45 | 342.5644 | 229.4356 | 229435.5556 |  | 26 | 28.6 | 28600 | 543.4 | 2.222% | 12.0756 | 241.5111 | 330.4889
10141103 | AT | TRANSFORMADOR AUXILIAR | AT 1 | TRANSFORMADOR AUXILIAR MARCA:ABB GURUE AT 1 |  | GURUE | GURUE |  |  | 15°29'29.051" | 36°59'39.600" | 50KVA | 33KV | 400 | 3 | 1998 | ABB | 420-43443 | 643 | 45 | 385.0856 | 257.9144 | 257914.4444 |  | 26 | 32.15 | 32150 | 610.85 | 2.222% | 13.5744 | 271.4889 | 371.5111
10141103 | AT | TRANSFORMADOR AUXILIAR | AT 1 | TRANSFORMADOR AUXILIAR MARCA:ABB GURUE AT 1 |  | GURUE | GURUE |  |  | 15°29'29.051" | 36°59'39.600" | 50KVA | 33KV | 400 | 3 | 1998 | ABB | 420-43443 | 643 | 45 | 385.0856 | 257.9144 | 257914.4444 |  | 26 | 32.15 | 32150 | 610.85 | 2.222% | 13.5744 | 271.4889 | 371.5111
10141103 | MS | MINISUBESTAÇÃO | PT 41 | MINISUBESTAÇÃO MARCA:EFACEC PT 41 PT 41 |  | PT 41 | Maputo City |  | Zedequias Manganhela Av |  |  | 500 | 11 | 0.4 | 3Ø | 1999 | EFACEC | 12230 | 2426 | 45 | 1504.12 | 921.88 | 921880 |  | 27 | 121.3 | 121300 | 2304.7 | 2.222% | 51.2156 | 973.0956 | 1452.9044
10141103 | MS | MINISUBESTAÇÃO | PT 8 | MINISUBESTAÇÃO MARCA:EFACEC PT 8 PT 8 |  | PT 8 | Maputo City |  | 24 de Julho |  |  | 500 | 11 | 0.4 | 3Ø | 1999 | EFACEC |  | 2426 | 45 | 1504.12 | 921.88 | 921880 |  | 27 | 121.3 | 121300 | 2304.7 | 2.222% | 51.2156 | 973.0956 | 1452.9044
10141103 | MS | MINISUBESTAÇÃO | PT 61 | MINISUBESTAÇÃO MARCA:NEI Transformers PT 61 PT 61 |  | PT 61 | Maputo City |  | 27 de Julho |  |  | 500 | 11 | 0.4 | 3Ø | 1999 | NEI Transformers | 20364002/02 | 2426 | 45 | 1504.12 | 921.88 | 921880 |  | 27 | 121.3 | 121300 | 2304.7 | 2.222% | 51.2156 | 973.0956 | 1452.9044
10141103 | MS | MINISUBESTAÇÃO | PT 150 | MINISUBESTAÇÃO MARCA: PT 150 PT 150 |  | PT 150 | Maputo City |  | Ahmed S. Toure/Rio Limpopo |  |  | 500 | 11 | 0.4 | 3Ø | 1999 |  |  | 2426 | 45 | 1504.12 | 921.88 | 921880 |  | 27 | 121.3 | 121300 | 2304.7 | 2.222% | 51.2156 | 973.0956 | 1452.9044
10141103 | MS | MINISUBESTAÇÃO | PT 145 | MINISUBESTAÇÃO MARCA:Desta PT 145 PT 145 |  | PT 145 | Maxaquene |  |  |  |  | 500 | 11 | 0.4 | 3Ø | 1999 | Desta |  | 2426 | 45 | 1504.12 | 921.88 | 921880 |  | 27 | 121.3 | 121300 | 2304.7 | 2.222% | 51.2156 | 973.0956 | 1452.9044
10141103 | MS | MINISUBESTAÇÃO | PT 165 | MINISUBESTAÇÃO MARCA:EFACEC PT 165 PT 165 |  | PT 165 | Maxaquene |  |  |  |  | 315 | 11 | 0.4 | 3Ø | 1999 | EFACEC |  | 1213 | 45 | 752.06 | 460.94 | 460940 |  | 27 | 60.65 | 60650 | 1152.35 | 2.222% | 25.6078 | 486.5478 | 726.4522
10141103 | MS | MINISUBESTAÇÃO | PT 68 | MINISUBESTAÇÃO MARCA:Efacec PT 68 |  |  | Maputo |  |  | 32,5915606 | -25,9651149 | 630 | 11 | 0,4 | 3Φ | 1999 | Efacec | 44EQMT10265 | 2772 | 45 | 1718.64 | 1053.36 | 1053360 |  | 27 | 138.6 | 138600 | 2633.4 | 2.222% | 58.52 | 1111.88 | 1660.12
10141103 | MS | MINISUBESTAÇÃO | PT ? | MINISUBESTAÇÃO MARCA: PT ? |  |  | Maputo |  |  | 32,5871418 | -25,9641284 | ? | 11 | 0,4 | 3Φ | 1999 |  |  | 2772 | 45 | 1718.64 | 1053.36 | 1053360 |  | 27 | 138.6 | 138600 | 2633.4 | 2.222% | 58.52 | 1111.88 | 1660.12
10141103 | MS | MINISUBESTAÇÃO | PTS 144 | MINISUBESTAÇÃO MARCA:Efacec PTS 144 |  |  | Maputo |  |  | 32,5926084 | -25,9771875 | 630 | 11 | 0,4 | 3Φ | 1999 | Efacec | 12249.3 | 2772 | 45 | 1718.64 | 1053.36 | 1053360 |  | 27 | 138.6 | 138600 | 2633.4 | 2.222% | 58.52 | 1111.88 | 1660.12
10141103 | MS | MINISUBESTAÇÃO | PTS 284 | MINISUBESTAÇÃO MARCA:Efacec PTS 284 |  |  | Maputo |  |  | 32,5865795 | -25,9748766 | 500 | 11 | 0,4 | 3Φ | 1999 | Efacec | 3330 | 2426 | 45 | 1504.12 | 921.88 | 921880 |  | 27 | 121.3 | 121300 | 2304.7 | 2.222% | 51.2156 | 973.0956 | 1452.9044
10141103 | MS | MINISUBESTAÇÃO | PS 11 | MINISUBESTAÇÃO MARCA: PS 11 |  |  | Maputo |  |  | 32,5888888 | -25,9758777 | 500 | 11 | 0,4 | 3Φ | 1999 |  | FOTO | 2426 | 45 | 1504.12 | 921.88 | 921880 |  | 27 | 121.3 | 121300 | 2304.7 | 2.222% | 51.2156 | 973.0956 | 1452.9044
10141103 | MS | MINISUBESTAÇÃO | PTS 144 | MINISUBESTAÇÃO MARCA:Efacec PTS 144 |  |  | Maputo |  |  | 32,5926084 | -25,9771875 | 630 | 11 | 0,4 | 3Φ | 1999 | Efacec | 12249.3 | 2772 | 45 | 1718.64 | 1053.36 | 1053360 |  | 27 | 138.6 | 138600 | 2633.4 | 2.222% | 58.52 | 1111.88 | 1660.12
10141103 | MS | MINISUBESTAÇÃO | PTS 284 | MINISUBESTAÇÃO MARCA:Efacec PTS 284 |  |  | Maputo |  |  | 32,5865795 | -25,9748766 | 500 | 11 | 0,4 | 3Φ | 1999 | Efacec | 3330 | 2426 | 45 | 1504.12 | 921.88 | 921880 |  | 27 | 121.3 | 121300 | 2304.7 | 2.222% | 51.2156 | 973.0956 | 1452.9044
10141103 | MS | MINISUBESTAÇÃO | PS 11 | MINISUBESTAÇÃO MARCA:foto PS 11 |  |  | Maputo |  |  | 32,5888888 | -25,9758777 | 500 | 11 | 0,4 | 3Φ | 1999 | foto | FOTO | 2426 | 45 | 1504.12 | 921.88 | 921880 |  | 27 | 121.3 | 121300 | 2304.7 | 2.222% | 51.2156 | 973.0956 | 1452.9044
10141103 | MS | MINISUBESTAÇÃO | PT 68 | MINISUBESTAÇÃO MARCA:Efacec PT 68 |  |  | Maputo |  |  | 32,5915606 | -25,9651149 | 630 | 11 | 0,4 | 3Φ | 1999 | Efacec | 44EQMT10265 | 2772 | 45 | 1718.64 | 1053.36 | 1053360 |  | 27 | 138.6 | 138600 | 2633.4 | 2.222% | 58.52 | 1111.88 | 1660.12
10141103 | MS | MINISUBESTAÇÃO | PT ? | MINISUBESTAÇÃO MARCA: PT ? |  |  | Maputo |  |  | 32,5871418 | -25,9641284 | 630 | 11 | 0,4 | 3Φ | 1999 |  |  | 2772 | 45 | 1718.64 | 1053.36 | 1053360 |  | 27 | 138.6 | 138600 | 2633.4 | 2.222% | 58.52 | 1111.88 | 1660.12
10141103 | MS | MINISUBESTAÇÃO | PT 144 | MINISUBESTAÇÃO MARCA:Trans Electron PT 144 |  |  | Maputo |  |  | 32,5963402 | -25,9564698 | 315 | 11 | 0,4 | 3Φ | 1999 | Trans Electron | J.24301 | 1213 | 45 | 752.06 | 460.94 | 460940 |  | 27 | 60.65 | 60650 | 1152.35 | 2.222% | 25.6078 | 486.5478 | 726.4522
10141103 | MS | MINISUBESTAÇÃO | PT 139 | MINISUBESTAÇÃO MARCA: PT 139 |  |  | Maputo |  |  | 32,5931875 | -25,9572931 | 315 | 11 | 0,4 | 3Φ | 1999 |  |  | 1213 | 45 | 752.06 | 460.94 | 460940 |  | 27 | 60.65 | 60650 | 1152.35 | 2.222% | 25.6078 | 486.5478 | 726.4522
10141103 | MS | MINISUBESTAÇÃO | PTS 118 | MINISUBESTAÇÃO MARCA:Alstom PTS 118 |  |  | Maputo |  |  | 32,6102427 | -25,9445844 | 800 | 11 | 0,4 | 3Φ | 1999 | Alstom | 03013701/01 | 3119 | 45 | 1933.78 | 1185.22 | 1185220 |  | 27 | 155.95 | 155950 | 2963.05 | 2.222% | 65.8456 | 1251.0656 | 1867.9344
10141103 | MS | MINISUBESTAÇÃO | PT 192 | MINISUBESTAÇÃO MARCA:Alstom PT 192 |  |  | Maputo |  |  | 32,6290818 | -25,9310795 | 500 | 11 | 0,4 | 3Φ | 1999 | Alstom | 02985/02/03 | 2426 | 45 | 1504.12 | 921.88 | 921880 |  | 27 | 121.3 | 121300 | 2304.7 | 2.222% | 51.2156 | 973.0956 | 1452.9044
10141103 | MS | MINISUBESTAÇÃO | PT 171 | MINISUBESTAÇÃO MARCA:Alstom PT 171 |  |  | Maputo |  |  | 32,6352885 | -25,9251999 | 500 | 11 | 0,4 | 3Φ | 1999 | Alstom | 02985/02/03 | 2426 | 45 | 1504.12 | 921.88 | 921880 |  | 27 | 121.3 | 121300 | 2304.7 | 2.222% | 51.2156 | 973.0956 | 1452.9044
10141103 | MS | MINISUBESTAÇÃO | PTS 123 | MINISUBESTAÇÃO MARCA:Alstom PTS 123 | Kamubucuane |  | Maputo |  |  | 32,5575747 | -25,9512396 | 500 | 11 | 0,4 | 3Φ | 1999 | Alstom | 98551/02/05 | 2426 | 45 | 1504.12 | 921.88 | 921880 |  | 27 | 121.3 | 121300 | 2304.7 | 2.222% | 51.2156 | 973.0956 | 1452.9044
10141103 | MS | MINISUBESTAÇÃO | PT 58 | MINISUBESTAÇÃO MARCA:Alstom PT 58 | Kamubucuane |  | Maputo |  |  | 32,5614758 | -259541707 | 630 | 11 | 0,4 | 3Φ | 1999 | Alstom | 98392/01/03 | 2772 | 45 | 1718.64 | 1053.36 | 1053360 |  | 27 | 138.6 | 138600 | 2633.4 | 2.222% | 58.52 | 1111.88 | 1660.12
10141103 | MS | MINISUBESTAÇÃO | PT 190 | MINISUBESTAÇÃO MARCA: PT 190 | Mahotas |  | Maputo |  |  | 32,61593343 | -25,8737328 | 500 | 11 | 0,4 | 3Φ | 1999 |  |  | 2426 | 45 | 1504.12 | 921.88 | 921880 |  | 27 | 121.3 | 121300 | 2304.7 | 2.222% | 51.2156 | 973.0956 | 1452.9044
10141103 | MS | MINISUBESTAÇÃO | PT 187 | MINISUBESTAÇÃO MARCA: PT 187 | Mahotas |  | Maputo |  |  | 32,6224618 | -25,8850817 | 500 | 11 | 0,4 | 3Φ | 1999 |  |  | 2426 | 45 | 1504.12 | 921.88 | 921880 |  | 27 | 121.3 | 121300 | 2304.7 | 2.222% | 51.2156 | 973.0956 | 1452.9044
10141103 | MS | MINISUBESTAÇÃO | PT189 | MINISUBESTAÇÃO MARCA: PT189 | Mahotas |  | Maputo |  |  | 32,6212102 | -25,8825021 | 500 | 11 | 0,4 | 3Φ | 1999 |  |  | 2426 | 45 | 1504.12 | 921.88 | 921880 |  | 27 | 121.3 | 121300 | 2304.7 | 2.222% | 51.2156 | 973.0956 | 1452.9044
10141103 | MS | MINISUBESTAÇÃO | AGXX/PTS0065 | MINISUBESTAÇÃO MARCA:ALSTOM AGXX/PTS0065 AGXX/PTS0065 | B.11 Radio Xai-Xai | AGXX/PTS0065 | Gaza | Gaza |  | 25º 03.493 | 033º 39.800 | 315 | 11 | 0.4 | 3 | 1999 | ALSTOM | 98391/01/04 | 1213 | 45 | 752.06 | 460.94 | 460940 |  | 27 | 60.65 | 60650 | 1152.35 | 2.222% | 25.6078 | 486.5478 | 726.4522
10141103 | React | REACTOR | T41 | REACTOR MARCA:EBG NACALA T41 |  | NACALA | NACALA |  |  | 14°33'24.851" | 40°40'21.418" | 15000 | 11 |  | 3 | 1999 | EBG | 4034103 | 10000 | 45 | 6200 | 3800 | 3800000 |  | 27 | 500 | 500000 | 9500 | 2.222% | 211.1111 | 4011.1111 | 5988.8889
10141103 | React | REACTOR | T42 | REACTOR MARCA:EBG NACALA T42 |  | NACALA | NACALA |  |  | 14°33'24.851" | 40°40'21.418" | 15000 | 11 |  | 3 | 1999 | EBG | 4034104 | 10000 | 45 | 6200 | 3800 | 3800000 |  | 27 | 500 | 500000 | 9500 | 2.222% | 211.1111 | 4011.1111 | 5988.8889
10141103 | React | REACTOR | T01 | REACTOR MARCA:EBG NACALA T01 |  | NACALA | NACALA |  |  | 14°33'24.851" | 40°40'21.418" | 15000 | 33 |  | 3 | 1999 | EBG | 4032102 | 10000 | 45 | 6200 | 3800 | 3800000 |  | 27 | 500 | 500000 | 9500 | 2.222% | 211.1111 | 4011.1111 | 5988.8889
10141103 | React | REACTOR | T02 | REACTOR MARCA:EBG NACALA T02 |  | NACALA | NACALA |  |  | 14°33'24.851" | 40°40'21.418" | 15000 | 33 |  | 3 | 1999 | EBG | 4034101 | 10000 | 45 | 6200 | 3800 | 3800000 |  | 27 | 500 | 500000 | 9500 | 2.222% | 211.1111 | 4011.1111 | 5988.8889
10141103 | React | REACTOR | T41 | REACTOR MARCA:EBG MONAPO T41 |  | MONAPO | MONAPO |  |  | 14°54'11.55" | 40°19'35.358" | 15000 | 33 |  | 3 | 1999 | EBG | 4034134 | 10000 | 45 | 6200 | 3800 | 3800000 |  | 27 | 500 | 500000 | 9500 | 2.222% | 211.1111 | 4011.1111 | 5988.8889
10141103 | React | REACTOR | T41 | REACTOR MARCA:EBG NACALA T41 |  | NACALA | NACALA |  |  | 14°33'24.851" | 40°40'21.418" | 15000 | 11 |  | 3 | 1999 | EBG | 4034103 | 10000 | 45 | 6200 | 3800 | 3800000 |  | 27 | 500 | 500000 | 9500 | 2.222% | 211.1111 | 4011.1111 | 5988.8889
10141103 | React | REACTOR | T42 | REACTOR MARCA:EBG NACALA T42 |  | NACALA | NACALA |  |  | 14°33'24.851" | 40°40'21.418" | 15000 | 11 |  | 3 | 1999 | EBG | 4034104 | 10000 | 45 | 6200 | 3800 | 3800000 |  | 27 | 500 | 500000 | 9500 | 2.222% | 211.1111 | 4011.1111 | 5988.8889
10141103 | React | REACTOR | T01 | REACTOR MARCA:EBG NACALA T01 |  | NACALA | NACALA |  |  | 14°33'24.851" | 40°40'21.418" | 15000 | 33 |  | 3 | 1999 | EBG | 4032102 | 10000 | 45 | 6200 | 3800 | 3800000 |  | 27 | 500 | 500000 | 9500 | 2.222% | 211.1111 | 4011.1111 | 5988.8889
10141103 | React | REACTOR | T02 | REACTOR MARCA:EBG NACALA T02 |  | NACALA | NACALA |  |  | 14°33'24.851" | 40°40'21.418" | 15000 | 33 |  | 3 | 1999 | EBG | 4034101 | 10000 | 45 | 6200 | 3800 | 3800000 |  | 27 | 500 | 500000 | 9500 | 2.222% | 211.1111 | 4011.1111 | 5988.8889
10141103 | React | REACTOR | T41 | REACTOR MARCA:EBG MONAPO T41 |  | MONAPO | MONAPO |  |  | 14°54'11.55" | 40°19'35.358" | 15000 | 33 |  | 3 | 1999 | EBG | 4034134 | 10000 | 45 | 6200 | 3800 | 3800000 |  | 27 | 500 | 500000 | 9500 | 2.222% | 211.1111 | 4011.1111 | 5988.8889
10141103 | GMT | TRANSFORMADOR | PTS32 | TRANSFORMADOR MARCA: PTS32 |  |  | NAMPULA | BAIRRO DE CARRUPEIA- NO MINI GOLF |  | 15°6'31.772" | 39°15'58.720" | 315 | 11 | 400V | 3 | 1999 |  |  | 840 | 45 | 520.8 | 319.2 | 319200 |  | 27 | 42 | 42000 | 798 | 2.222% | 17.7333 | 336.9333 | 503.0667
10141103 | GMT | TRANSFORMADOR | PTS50 | TRANSFORMADOR MARCA: PTS50 |  |  | NAMPULA | BAIRRO DE MUAHIVIRE EXPANSÃO- POSTO AGRONOMICO |  | 15°8'55.009" | 39°18'36.022" | 250 | 33 | 400V | 3 | 1999 |  |  | 991 | 45 | 614.42 | 376.58 | 376580 |  | 27 | 49.55 | 49550 | 941.45 | 2.222% | 20.9211 | 397.5011 | 593.4989
10141103 | GMT | TRANSFORMADOR | 107 | TRANSFORMADOR MARCA: 107 |  |  | Nametil | Nametil–sede |  | 15°43.204 | 39°20.481 | 500 | 33 | 400V | 3 | 1999 |  |  | 1200 | 45 | 744 | 456 | 456000 |  | 27 | 60 | 60000 | 1140 | 2.222% | 25.3333 | 481.3333 | 718.6667
10141103 | GMT | TRANSFORMADOR | PTS 3 | TRANSFORMADOR MARCA:EFACEC ANGOCHE PTS 3 |  | ANGOCHE | LARDE | PILIVILI |  | S 16⁰38.365 | E 039⁰29.481 | 100 | 22KV | 400V | 3 | 1999 | EFACEC |  | 763 | 45 | 473.06 | 289.94 | 289940 |  | 27 | 38.15 | 38150 | 724.85 | 2.222% | 16.1078 | 306.0478 | 456.9522
10141103 | GMT | TRANSFORMADOR | PTS 8 | TRANSFORMADOR MARCA:EFACEC ANGOCHE PTS 8 |  | ANGOCHE | NAMETORIA | HAPACUE |  | 16°08.215 | 39°35.065 | 100 | 33KV | 400V | 3 | 1999 | EFACEC |  | 763 | 45 | 473.06 | 289.94 | 289940 |  | 27 | 38.15 | 38150 | 724.85 | 2.222% | 16.1078 | 306.0478 | 456.9522
10141103 | GMT | TRANSFORMADOR | PTS 46B | TRANSFORMADOR MARCA:EFACEC PTS 46B PTS 46B |  | PTS 46B | Matola | Fomento |  | 32.479756 | -25.927706 | 630 | 33 | 0.4 | 3Ø | 1999 | EFACEC | 11696 | 1200 | 45 | 744 | 456 | 456000 |  | 27 | 60 | 60000 | 1140 | 2.222% | 25.3333 | 481.3333 | 718.6667
10141103 | GMT | TRANSFORMADOR | PT 14 RG | TRANSFORMADOR MARCA:ABB PT 14 RG | Vilankulo |  | Inhambane |  |  | 35,3145069 | -21,9983389 | 200 | 11 | 0.4 | 3Φ | 1999 | ABB | T-15684 | 572 | 45 | 354.64 | 217.36 | 217360 |  | 27 | 28.6 | 28600 | 543.4 | 2.222% | 12.0756 | 229.4356 | 342.5644
10141103 | GMT | TRANSFORMADOR | PTS32 | TRANSFORMADOR MARCA:ITB PTS32 |  |  | NAMPULA | BAIRRO DE CARRUPEIA- NO MINI GOLF |  | 15°6'31.772" | 39°15'58.720" | 315 | 11 | 400V | 3 | 1999 | ITB | 702209 | 840 | 45 | 520.8 | 319.2 | 319200 |  | 27 | 42 | 42000 | 798 | 2.222% | 17.7333 | 336.9333 | 503.0667
10141103 | GMT | TRANSFORMADOR | PTS50 | TRANSFORMADOR MARCA:TM PTS50 |  |  | NAMPULA | BAIRRO DE MUAHIVIRE EXPANSÃO- POSTO AGRONOMICO |  | 15°8'55.009" | 39°18'36.022" | 250 | 33 | 400V | 3 | 1999 | TM | 920909 | 991 | 45 | 614.42 | 376.58 | 376580 |  | 27 | 49.55 | 49550 | 941.45 | 2.222% | 20.9211 | 397.5011 | 593.4989
10141103 | GMT | TRANSFORMADOR | 107 | TRANSFORMADOR MARCA:SGB 107 |  |  | Nametil | Nametil–sede |  | 15°43.204 | 39°20.481 | 500 | 33 | 400V | 3 | 1999 | SGB | 337336 | 1200 | 45 | 744 | 456 | 456000 |  | 27 | 60 | 60000 | 1140 | 2.222% | 25.3333 | 481.3333 | 718.6667
10141103 | GMT | TRANSFORMADOR | PTS 3 | TRANSFORMADOR MARCA:ITB ANGOCHE PTS 3 |  | ANGOCHE | LARDE | PILIVILI |  | S 16⁰38.365 | E 039⁰29.481 | 100 | 22KV | 400V | 3 | 1999 | ITB | 676342 | 763 | 45 | 473.06 | 289.94 | 289940 |  | 27 | 38.15 | 38150 | 724.85 | 2.222% | 16.1078 | 306.0478 | 456.9522
10141103 | GMT | TRANSFORMADOR | PTS 8 | TRANSFORMADOR MARCA:Moçambique ANGOCHE PTS 8 |  | ANGOCHE | NAMETORIA | HAPACUE |  | 16°08.215 | 39°35.065 | 100 | 33KV | 400V | 3 | 1999 | Moçambique | 920863 | 763 | 45 | 473.06 | 289.94 | 289940 |  | 27 | 38.15 | 38150 | 724.85 | 2.222% | 16.1078 | 306.0478 | 456.9522
10141103 | GMT | TRANSFORMADOR |  | TRANSFORMADOR MARCA:HAWKER SIDDELEY PTS D.MEDICAMENTO |  | PTS D.MEDICAMENTO | QUALIMANE |  |  | S17 51 39.15 | E036 52 35.45 | 315 | 11 | 0,4 | 3 | 1999 | HAWKER SIDDELEY | 7865/2 | 840 | 45 | 520.8 | 319.2 | 319200 |  | 27 | 42 | 42000 | 798 | 2.222% | 17.7333 | 336.9333 | 503.0667
10141103 | GMT | TRANSFORMADOR |  | TRANSFORMADOR MARCA:ALSTHOM PTS R.FRANCIA |  | PTS R.FRANCIA | QUALIMANE |  |  | S17 51 34.87 | E036 52 53.30 | 315 | 11 | 0,4 | 3 | 1999 | ALSTHOM | 02885/0/17 | 840 | 45 | 520.8 | 319.2 | 319200 |  | 27 | 42 | 42000 | 798 | 2.222% | 17.7333 | 336.9333 | 503.0667
10141103 | GMT | TRANSFORMADOR |  | TRANSFORMADOR MARCA:ALSTHOM PTS 1006 |  | PTS 1006 | MOCUBA |  |  | S16 50 36.35 | E036 58 55.44 | 315 | 11 | 0,4 | 3 | 1999 | ALSTHOM | 02985/01/18 | 840 | 45 | 520.8 | 319.2 | 319200 |  | 27 | 42 | 42000 | 798 | 2.222% | 17.7333 | 336.9333 | 503.0667
10141103 | PMT | TRANSFORMADOR |  | TRANSFORMADOR MARCA:NICAL SE-ZAMBIA | TETE | SE-ZAMBIA | ZOMBO | C.BASSA SDPI |  | 226022.585 | 8271899.365 | 160 | 11 | 0.4 | 3 | 1999 | NICAL | D 2327 | 572 | 45 | 354.64 | 217.36 | 217360 |  | 27 | 28.6 | 28600 | 543.4 | 2.222% | 12.0756 | 229.4356 | 342.5644
10141103 | PMT | TRANSFORMADOR | PTS 18 | TRANSFORMADOR MARCA:TM ANGOCHE PTS 18 |  | ANGOCHE | ANGOCHE | KM 03 |  | 16°12.274 | 39°54.984 | 160 | 33KV | 400V | 3 | 1999 | TM |  | 991 | 45 | 614.42 | 376.58 | 376580 |  | 27 | 49.55 | 49550 | 941.45 | 2.222% | 20.9211 | 397.5011 | 593.4989
10141103 | PMT | TRANSFORMADOR | PTS 6 | TRANSFORMADOR MARCA:EFACEC MOMA PTS 6 |  | MOMA | MOMA | CACARA |  | 16°43.764 | 39°12.191 | 100KVA | 22KV | 400V | 3 | 1999 | EFACEC |  | 445 | 45 | 275.9 | 169.1 | 169100 |  | 27 | 22.25 | 22250 | 422.75 | 2.222% | 9.3944 | 178.4944 | 266.5056
10141103 | PMT | TRANSFORMADOR | PTS 6 | TRANSFORMADOR MARCA:TUSCO ANGOCHE PTS 6 |  | ANGOCHE | NAMETORIA | CANHAUA |  | 16°04.326 | 39°38.626 | 16 | 33KV | 400V | 1 | 1999 | TUSCO |  | 643 | 45 | 398.66 | 244.34 | 244340 |  | 27 | 32.15 | 32150 | 610.85 | 2.222% | 13.5744 | 257.9144 | 385.0856
10141103 | PMT | TRANSFORMADOR | 1 | TRANSFORMADOR MARCA: NACALA 1 |  | NACALA | Nacala-Porto | Triângulo (Pousada) |  | 14°33.063 | 40°40.456 | 200 | 11KV | 400V | 3 | 1999 |  |  | 572 | 45 | 354.64 | 217.36 | 217360 |  | 27 | 28.6 | 28600 | 543.4 | 2.222% | 12.0756 | 229.4356 | 342.5644
10141103 | PMT | TRANSFORMADOR | 2 | TRANSFORMADOR MARCA: NACALA 2 |  | NACALA | Nacala-Porto | Maiaia ( África Musslim ) |  | 14°32.511 | 40°40.330 | 630 | 11KV | 400V | 3 | 1999 |  |  | 1016 | 45 | 629.92 | 386.08 | 386080 |  | 27 | 50.8 | 50800 | 965.2 | 2.222% | 21.4489 | 407.5289 | 608.4711
10141103 | PMT | TRANSFORMADOR | 3 | TRANSFORMADOR MARCA: NACALA 3 |  | NACALA | Nacala-Porto | Mucuaípa ( Rua dos Cimentos ) |  | 14°32.290 | 40°40.557 | 630 | 11KV | 400V | 3 | 1999 |  |  | 1016 | 45 | 629.92 | 386.08 | 386080 |  | 27 | 50.8 | 50800 | 965.2 | 2.222% | 21.4489 | 407.5289 | 608.4711
10141103 | PMT | TRANSFORMADOR | 4 | TRANSFORMADOR MARCA: NACALA 4 |  | NACALA | Nacala-Porto | Maiaia ( Hotel Maiaia ) |  | 14°32.633 | 40°40.738 | 500 | 11KV | 400V | 3 | 1999 |  |  | 1016 | 45 | 629.92 | 386.08 | 386080 |  | 27 | 50.8 | 50800 | 965.2 | 2.222% | 21.4489 | 407.5289 | 608.4711
10141103 | PMT | TRANSFORMADOR | 5 | TRANSFORMADOR MARCA: NACALA 5 |  | NACALA | Nacala-Porto | Bloco I ( Restaurante Bela - Vista ) |  | 14°33.276 | 40°41.271 | 630 | 11KV | 400V | 3 | 1999 |  |  | 1016 | 45 | 629.92 | 386.08 | 386080 |  | 27 | 50.8 | 50800 | 965.2 | 2.222% | 21.4489 | 407.5289 | 608.4711
10141103 | PMT | TRANSFORMADOR | 6 | TRANSFORMADOR MARCA: NACALA 6 |  | NACALA | Nacala-Porto | Mercado da Cidade Alta |  | 14°33.166 | 40°41.491 | 315 | 11KV | 400V | 3 | 1999 |  |  | 840 | 45 | 520.8 | 319.2 | 319200 |  | 27 | 42 | 42000 | 798 | 2.222% | 17.7333 | 336.9333 | 503.0667
10141103 | PMT | TRANSFORMADOR | 13 | TRANSFORMADOR MARCA: NACALA 13 |  | NACALA | Nacala-Porto | Maiaia ( Banco Austral ) |  | 14°32.616 | 40°40.499 | 630 | 33KV | 400V | 3 | 1999 |  |  | 1200 | 45 | 744 | 456 | 456000 |  | 27 | 60 | 60000 | 1140 | 2.222% | 25.3333 | 481.3333 | 718.6667
10141103 | PMT | TRANSFORMADOR | 14 | TRANSFORMADOR MARCA: NACALA 14 |  | NACALA | Nacala-Porto | Bloco I ( Praça dos Heróis ) |  | 14°33.410 | 40°41.420 | 630 | 11KV | 400V | 3 | 1999 |  |  | 1016 | 45 | 629.92 | 386.08 | 386080 |  | 27 | 50.8 | 50800 | 965.2 | 2.222% | 21.4489 | 407.5289 | 608.4711
10141103 | PMT | TRANSFORMADOR | 15 | TRANSFORMADOR MARCA: NACALA 15 |  | NACALA | Nacala-Porto | PTS Napala Geral |  | 14°27.481 | 40°40.684 | 100 | 33KV | 400V | 3 | 1999 |  |  | 763 | 45 | 473.06 | 289.94 | 289940 |  | 27 | 38.15 | 38150 | 724.85 | 2.222% | 16.1078 | 306.0478 | 456.9522
10141103 | PMT | TRANSFORMADOR | 16 | TRANSFORMADOR MARCA: NACALA 16 |  | NACALA | Nacala-Porto | Farmacia Madiha |  | 14°32.749 | 40°40.524 | 630 | 33KV | 400V | 3 | 1999 |  |  | 1200 | 45 | 744 | 456 | 456000 |  | 27 | 60 | 60000 | 1140 | 2.222% | 25.3333 | 481.3333 | 718.6667
10141103 | PMT | TRANSFORMADOR | PT121 | TRANSFORMADOR MARCA:Alstom PT121 PT121 | Bairro Vila Massane(Mercado) | PT121 | BEIRA | SOFALA |  | 694446.2 | 7814325 | 315 | 22 | 0.4 | 3 | 1999 | Alstom | 02985/05/06 | 953 | 45 | 590.86 | 362.14 | 362140 |  | 27 | 47.65 | 47650 | 905.35 | 2.222% | 20.1189 | 382.2589 | 570.7411
10141103 | PMT | TRANSFORMADOR | PT208 | TRANSFORMADOR MARCA:Alstom PT208 PT208 | Bairro do Macurungo(Atrás Bitone) | PT208 | BEIRA | SOFALA |  | 696554.2 | 7805263 | 500 | 22 | 0.4 | 3 | 1999 | Alstom | 02985/05/02 | 1016 | 45 | 629.92 | 386.08 | 386080 |  | 27 | 50.8 | 50800 | 965.2 | 2.222% | 21.4489 | 407.5289 | 608.4711
10141103 | PMT | TRANSFORMADOR | PT214 | TRANSFORMADOR MARCA:Alstom PT214 PT214 | Inhamudima | PT214 | BEIRA | SOFALA |  | 694675.9 | 7804935 | 500 | 22 | 0.4 | 3 | 1999 | Alstom | 02985/5/5 | 1016 | 45 | 629.92 | 386.08 | 386080 |  | 27 | 50.8 | 50800 | 965.2 | 2.222% | 21.4489 | 407.5289 | 608.4711
10141103 | PMT | TRANSFORMADOR | PT220 | TRANSFORMADOR MARCA:Alstom PT220 PT220 | Régulo Luis-Radiotécnica | PT220 | BEIRA | SOFALA |  | 700719.6 | 7808349 | 160 | 22 | 0.4 | 3 | 1999 | Alstom | 2935 | 572 | 45 | 354.64 | 217.36 | 217360 |  | 27 | 28.6 | 28600 | 543.4 | 2.222% | 12.0756 | 229.4356 | 342.5644
10141103 | PMT | TRANSFORMADOR | PT259 | TRANSFORMADOR MARCA:ITB PT259 PT259 | Bairro de Chamba (Chin Pack) | PT259 | BEIRA | SOFALA |  | 699287.4 | 7808648.1 | 160 | 22 | 0.4 | 3 | 1999 | ITB | 626574 | 572 | 45 | 354.64 | 217.36 | 217360 |  | 27 | 28.6 | 28600 | 543.4 | 2.222% | 12.0756 | 229.4356 | 342.5644
10141103 | PMT | TRANSFORMADOR | PT281 | TRANSFORMADOR MARCA:Altom PT281 PT281 | Bairro Muchatazina (Jhacala) | PT281 | BEIRA | SOFALA |  | 694886.6 | 7806802.4 | 160 | 22 | 0.4 | 3 | 1999 | Altom | 02985/03/06 | 572 | 45 | 354.64 | 217.36 | 217360 |  | 27 | 28.6 | 28600 | 543.4 | 2.222% | 12.0756 | 229.4356 | 342.5644
10141103 | PMT | TRANSFORMADOR | AGCHI/PT38 | TRANSFORMADOR MARCA:ALSTOM AGCHI/PT38 AGCHI/PT38 | EPC BAIRRO FEPOM | AGCHI/PT38 | CHIMOIO | MANICA |  | S19 07 30,27 | E033 28 16,44 | 315 | 22 | 0.4 | 3 | 1999 | ALSTOM | 02985104/04 | 953 | 45 | 590.86 | 362.14 | 362140 |  | 27 | 47.65 | 47650 | 905.35 | 2.222% | 20.1189 | 382.2589 | 570.7411
10141103 | PMT | TRANSFORMADOR | AGMNC/PT3 | TRANSFORMADOR MARCA:ALSTOM AGMNC/PT3 AGMNC/PT3 | Bairro Vumba | AGMNC/PT3 | MANICA | MANICA | PROXIMO DA FABRICA VUMBA | S18 56 28,2 | E032 52 51,1 | 315 | 33 | 0.4 | 3 | 1999 | ALSTOM | 02985/07/15 | 1039 | 45 | 644.18 | 394.82 | 394820 |  | 27 | 51.95 | 51950 | 987.05 | 2.222% | 21.9344 | 416.7544 | 622.2456
10141103 | PMT | TRANSFORMADOR | AGMNC/PT7 | TRANSFORMADOR MARCA:ALSTOM AGMNC/PT7 AGMNC/PT7 | Bairro 25 de Setembro | AGMNC/PT7 | MANICA | MANICA | AO LADO DO DESPORTIVO | S18 56 06,9 | E032 52 22,9 | 315 | 33 | 0.4 | 3 | 1999 | ALSTOM | 02995/07/15 | 1039 | 45 | 644.18 | 394.82 | 394820 |  | 27 | 51.95 | 51950 | 987.05 | 2.222% | 21.9344 | 416.7544 | 622.2456
10141103 | PMT | TRANSFORMADOR | AGVDZ/PT6 | TRANSFORMADOR MARCA:PME AGVDZ/PT6 AGVDZ/PT6 | Cruzamento de Tete | AGVDZ/PT6 | VANDUZI | MANICA | CRUZAMENTO DE TETE | S19 03 23,7 | E033 17 22,1 | 160 | 22 | 0.4 | 3 | 1999 | PME | 1600900 | 572 | 45 | 354.64 | 217.36 | 217360 |  | 27 | 28.6 | 28600 | 543.4 | 2.222% | 12.0756 | 229.4356 | 342.5644
10141103 | PMT | TRANSFORMADOR | PTS 71 | TRANSFORMADOR MARCA:ALSTOM PTS 71 PTS 71 |  | PTS 71 | Matola | Liberdade |  | 32.470059 | -25.913412 | 315 | 33 | 0.4 | 3Ø | 1999 | ALSTOM | 25921/01/00 | 1039 | 45 | 644.18 | 394.82 | 394820 |  | 27 | 51.95 | 51950 | 987.05 | 2.222% | 21.9344 | 416.7544 | 622.2456
10141103 | PMT | TRANSFORMADOR | PTS 75 | TRANSFORMADOR MARCA:ALSTOM PTS 75 PTS 75 |  | PTS 75 | Matola | Liberdade |  | 32.458224 | -25.914272 | 315 | 33 | 0.4 | 3Ø | 1999 | ALSTOM | 02985/07/12 | 1039 | 45 | 644.18 | 394.82 | 394820 |  | 27 | 51.95 | 51950 | 987.05 | 2.222% | 21.9344 | 416.7544 | 622.2456
10141103 | PMT | TRANSFORMADOR | PTS 51 | TRANSFORMADOR MARCA:ALSTOM PTS 51 PTS 51 |  | PTS 51 | Matola | Liberdade |  | 32.474449 | -25.936376 | 500 | 33 | 0.4 | 3Ø | 1999 | ALSTOM | 02985/08/01 | 1200 | 45 | 744 | 456 | 456000 |  | 27 | 60 | 60000 | 1140 | 2.222% | 25.3333 | 481.3333 | 718.6667
10141103 | PMT | TRANSFORMADOR | PTS 85 | TRANSFORMADOR MARCA:DESTA TRANSFORMERS PTS 85 PTS 85 |  | PTS 85 | Matola | Matola G |  | 32.453242 | -25.924433 | 315 | 33 | 0.4 | 3Ø | 1999 | DESTA TRANSFORMERS | T-2665 | 1039 | 45 | 644.18 | 394.82 | 394820 |  | 27 | 51.95 | 51950 | 987.05 | 2.222% | 21.9344 | 416.7544 | 622.2456
10141103 | PMT | TRANSFORMADOR | PTS 357 | TRANSFORMADOR MARCA:ALSTOM PTS 357 PTS 357 |  | PTS 357 | Matola | Mussumbuluco |  | 32.426624 | -25.909052 | 500 | 11 | 0.4 | 3Ø | 1999 | ALSTOM | 02985/02/14 | 1016 | 45 | 629.92 | 386.08 | 386080 |  | 27 | 50.8 | 50800 | 965.2 | 2.222% | 21.4489 | 407.5289 | 608.4711
10141103 | PMT | TRANSFORMADOR | PTS 796 | TRANSFORMADOR MARCA:ALSTOM PTS 796 PTS 796 |  | PTS 796 | Boane | Boane |  | 32.332781 | -25.038184 | 500 | 33 | 0.4 | 3Ø | 1999 | ALSTOM | 029857/08/02 | 1200 | 45 | 744 | 456 | 456000 |  | 27 | 60 | 60000 | 1140 | 2.222% | 25.3333 | 481.3333 | 718.6667
10141103 | PMT | TRANSFORMADOR | PT 245 | TRANSFORMADOR MARCA:Alstom PT 245 | Mahotas |  | Maputo |  |  | 32,6159333 | -25,8737328 | 500 | 11 | 0,4 | 3Φ | 1999 | Alstom | 0986/02/03 | 1016 | 45 | 629.92 | 386.08 | 386080 |  | 27 | 50.8 | 50800 | 965.2 | 2.222% | 21.4489 | 407.5289 | 608.4711
10141103 | PMT | TRANSFORMADOR | PT 181 | TRANSFORMADOR MARCA:Alstom PT 181 | Mahotas |  | Maputo |  |  | 32,6129762 | -25,9154042 | 500 | 11 | 0,4 | 3Φ | 1999 | Alstom | 02935/02/02 | 1016 | 45 | 629.92 | 386.08 | 386080 |  | 27 | 50.8 | 50800 | 965.2 | 2.222% | 21.4489 | 407.5289 | 608.4711
10141103 | PMT | TRANSFORMADOR | PT 38 | TRANSFORMADOR MARCA:Alstom PT 38 | Mahotas |  | Maputo |  |  | 32,6093405 | -25,9232724 | 500 | 11 | 0,4 | 3Φ | 1999 | Alstom | 02986/02/07 | 1016 | 45 | 629.92 | 386.08 | 386080 |  | 27 | 50.8 | 50800 | 965.2 | 2.222% | 21.4489 | 407.5289 | 608.4711
10141103 | PMT | TRANSFORMADOR | PT 29R | TRANSFORMADOR MARCA:Alstom PT 29R | Guava |  | Maputo |  |  | 32,6008801 | -25,8792741 | 500 | 33 | 0.4 | 3Φ | 1999 | Alstom | 02985/08/05 | 1200 | 45 | 744 | 456 | 456000 |  | 27 | 60 | 60000 | 1140 | 2.222% | 25.3333 | 481.3333 | 718.6667
10141103 | PMT | TRANSFORMADOR | PTS 525 | TRANSFORMADOR MARCA:Alstom PTS 525 | Infulene |  | Maputo |  |  | 32,5316253 | -25,8754154 | 500 | 33 | 0,4 | 3Φ | 1999 | Alstom | 02985/08/11 | 1200 | 45 | 744 | 456 | 456000 |  | 27 | 60 | 60000 | 1140 | 2.222% | 25.3333 | 481.3333 | 718.6667
10141103 | PMT | TRANSFORMADOR | PT 15 RE | TRANSFORMADOR MARCA:Alstom PT 15 RE | Maxixe |  | Inhambane |  |  | 35,2980561 | -23,9335943 | 160 | 33 | 0,4 | 2Φ | 1999 | Alstom | 02985/06/02 | 991 | 45 | 614.42 | 376.58 | 376580 |  | 27 | 49.55 | 49550 | 941.45 | 2.222% | 20.9211 | 397.5011 | 593.4989
10141103 | PMT | TRANSFORMADOR | PT 07 RG | TRANSFORMADOR MARCA:ABB PT 07 RG | Vilankulo |  | Inhambane |  |  | 35,2994906 | -21,9995020 | 100 | 11 | 0.4 | 3Φ | 1999 | ABB | T-15692 | 445 | 45 | 275.9 | 169.1 | 169100 |  | 27 | 22.25 | 22250 | 422.75 | 2.222% | 9.3944 | 178.4944 | 266.5056
10141103 | PMT | TRANSFORMADOR | PTS 357 | TRANSFORMADOR MARCA:Alstom PTS 357 |  |  | MATOLA |  |  | 32,42659 | -25,90898 | 500 | 33 | 0.4 | 3Φ | 1999 | Alstom | 02985/02/11 | 1200 | 45 | 744 | 456 | 456000 |  | 27 | 60 | 60000 | 1140 | 2.222% | 25.3333 | 481.3333 | 718.6667
10141103 | PMT | TRANSFORMADOR | PT 212R | TRANSFORMADOR MARCA:Alstom PT 212R |  |  | Cumbeza |  |  | 32,593786 | -25,8115482 | 100 | 33 | 0.4 | 3Φ | 1999 | Alstom | 02810/01/01 | 763 | 45 | 473.06 | 289.94 | 289940 |  | 27 | 38.15 | 38150 | 724.85 | 2.222% | 16.1078 | 306.0478 | 456.9522
10141103 | PMT | TRANSFORMADOR | AGXX/PTS0045 | TRANSFORMADOR MARCA:ALSTOM AGXX/PTS0045 AGXX/PTS0045 | EN 1 Maneca | AGXX/PTS0045 | DA CIDADE DE XAI-XAI | Gaza |  | 25º 03.291 | 033º 39.016 | 315 | 11 | 0.4 | 3 | 1999 | ALSTOM | 02985/01/14 | 840 | 45 | 520.8 | 319.2 | 319200 |  | 27 | 42 | 42000 | 798 | 2.222% | 17.7333 | 336.9333 | 503.0667
10141103 | PMT | TRANSFORMADOR | AGXX/PTS0046 | TRANSFORMADOR MARCA:ALSTOM AGXX/PTS0046 AGXX/PTS0046 | B.12 Mercado Limpopo | AGXX/PTS0046 | DA CIDADE DE XAI-XAI | Gaza |  | 25º 0.3241 | 033º 38.737 | 500 | 11 | 0.4 | 3 | 1999 | ALSTOM | 02985/02/08 | 1016 | 45 | 629.92 | 386.08 | 386080 |  | 27 | 50.8 | 50800 | 965.2 | 2.222% | 21.4489 | 407.5289 | 608.4711
10141103 | PMT | TRANSFORMADOR | AGXX/PTS0069 | TRANSFORMADOR MARCA:ALSTOM AGXX/PTS0069 AGXX/PTS0069 | Bairro 5 Inhamissa Mocita | AGXX/PTS0069 | Gaza | Gaza |  | 25º 03.593 | 033º 40.851 | 315 | 11 | 0.4 | 3 | 1999 | ALSTOM | 02985/01/08 | 840 | 45 | 520.8 | 319.2 | 319200 |  | 27 | 42 | 42000 | 798 | 2.222% | 17.7333 | 336.9333 | 503.0667
10141103 | PMT | TRANSFORMADOR | AGXX/PTS0098 | TRANSFORMADOR MARCA:ALSTOM AGXX/PTS0098 AGXX/PTS0098 | Bairro 7 Wenela | AGXX/PTS0098 | Gaza | Gaza |  | 25º 02.972 | 033º 40.005 | 315 | 11 | 0.4 | 3 | 1999 | ALSTOM | 02985/01/01 | 840 | 45 | 520.8 | 319.2 | 319200 |  | 27 | 42 | 42000 | 798 | 2.222% | 17.7333 | 336.9333 | 503.0667
10141103 | PMT | TRANSFORMADOR | PTS 18 | TRANSFORMADOR MARCA:Moçambique ANGOCHE PTS 18 |  | ANGOCHE | ANGOCHE | KM 03 |  | 16°12.274 | 39°54.984 | 160 | 33KV | 400V | 3 | 1999 | Moçambique | 979667 | 991 | 45 | 614.42 | 376.58 | 376580 |  | 27 | 49.55 | 49550 | 941.45 | 2.222% | 20.9211 | 397.5011 | 593.4989
10141103 | PMT | TRANSFORMADOR | PTS 6 | TRANSFORMADOR MARCA:TM MOMA PTS 6 |  | MOMA | MOMA | CACARA |  | 16°43.764 | 39°12.191 | 100KVA | 22KV | 400V | 3 | 1999 | TM | 895605 | 445 | 45 | 275.9 | 169.1 | 169100 |  | 27 | 22.25 | 22250 | 422.75 | 2.222% | 9.3944 | 178.4944 | 266.5056
10141103 | PMT | TRANSFORMADOR | PTS 6 | TRANSFORMADOR MARCA:DELTA POWER MATLA (DPM) ANGOCHE PTS 6 |  | ANGOCHE | NAMETORIA | CANHAUA |  | 16°04.326 | 39°38.626 | 16 | 33KV | 400V | 1 | 1999 | DELTA POWER MATLA (DPM) | 10625601/02 | 643 | 45 | 398.66 | 244.34 | 244340 |  | 27 | 32.15 | 32150 | 610.85 | 2.222% | 13.5744 | 257.9144 | 385.0856
10141103 | PMT | TRANSFORMADOR | 3 | TRANSFORMADOR MARCA:MISSING PLATE NACALA 3 |  | NACALA | Nacala-Porto | Mucuaípa ( Rua dos Cimentos ) |  | 14°32.290 | 40°40.557 | 630 | 11KV | 400V | 3 | 1999 | MISSING PLATE |  | 1016 | 45 | 629.92 | 386.08 | 386080 |  | 27 | 50.8 | 50800 | 965.2 | 2.222% | 21.4489 | 407.5289 | 608.4711
10141103 | PMT | TRANSFORMADOR | 4 | TRANSFORMADOR MARCA:ORMAZARAL NACALA 4 |  | NACALA | Nacala-Porto | Maiaia ( Hotel Maiaia ) |  | 14°32.633 | 40°40.738 | 500 | 11KV | 400V | 3 | 1999 | ORMAZARAL | Nao visivel | 1016 | 45 | 629.92 | 386.08 | 386080 |  | 27 | 50.8 | 50800 | 965.2 | 2.222% | 21.4489 | 407.5289 | 608.4711
10141103 | PMT | TRANSFORMADOR | 5 | TRANSFORMADOR MARCA:MISSING PLATE NACALA 5 |  | NACALA | Nacala-Porto | Bloco I ( Restaurante Bela - Vista ) |  | 14°33.276 | 40°41.271 | 630 | 11KV | 400V | 3 | 1999 | MISSING PLATE |  | 1016 | 45 | 629.92 | 386.08 | 386080 |  | 27 | 50.8 | 50800 | 965.2 | 2.222% | 21.4489 | 407.5289 | 608.4711
10141103 | PMT | TRANSFORMADOR | 6 | TRANSFORMADOR MARCA:POWERTECH NACALA 6 |  | NACALA | Nacala-Porto | Mercado da Cidade Alta |  | 14°33.166 | 40°41.491 | 315 | 11KV | 400V | 3 | 1999 | POWERTECH | 20801101/01 | 840 | 45 | 520.8 | 319.2 | 319200 |  | 27 | 42 | 42000 | 798 | 2.222% | 17.7333 | 336.9333 | 503.0667
10141103 | PMT | TRANSFORMADOR | 13 | TRANSFORMADOR MARCA:TRANSFIX NACALA 13 |  | NACALA | Nacala-Porto | Maiaia ( Banco Austral ) |  | 14°32.616 | 40°40.499 | 630 | 33KV | 400V | 3 | 1999 | TRANSFIX | JM0082 | 1200 | 45 | 744 | 456 | 456000 |  | 27 | 60 | 60000 | 1140 | 2.222% | 25.3333 | 481.3333 | 718.6667
10141103 | PMT | TRANSFORMADOR | 14 | TRANSFORMADOR MARCA:MISSING PLATE NACALA 14 |  | NACALA | Nacala-Porto | Bloco I ( Praça dos Heróis ) |  | 14°33.410 | 40°41.420 | 630 | 11KV | 400V | 3 | 1999 | MISSING PLATE |  | 1016 | 45 | 629.92 | 386.08 | 386080 |  | 27 | 50.8 | 50800 | 965.2 | 2.222% | 21.4489 | 407.5289 | 608.4711
10141103 | PMT | TRANSFORMADOR | 15 | TRANSFORMADOR MARCA:TUSCO NACALA 15 |  | NACALA | Nacala-Porto | PTS Napala Geral |  | 14°27.481 | 40°40.684 | 100 | 33KV | 400V | 3 | 1999 | TUSCO | 487849 | 763 | 45 | 473.06 | 289.94 | 289940 |  | 27 | 38.15 | 38150 | 724.85 | 2.222% | 16.1078 | 306.0478 | 456.9522
10141103 | PMT | TRANSFORMADOR | 16 | TRANSFORMADOR MARCA:ASTOM NACALA 16 |  | NACALA | Nacala-Porto | Farmacia Madiha |  | 14°32.749 | 40°40.524 | 630 | 33KV | 400V | 3 | 1999 | ASTOM | 98392101/01 | 1200 | 45 | 744 | 456 | 456000 |  | 27 | 60 | 60000 | 1140 | 2.222% | 25.3333 | 481.3333 | 718.6667
10141103 | PMT | TRANSFORMADOR | PT 349 | TRANSFORMADOR MARCA:ALSTHOM PT 349 PT 349 |  | PT 349 | Mabukwane |  |  |  |  | 500 | 11 | 0.4 | 3Ø | 1999 | ALSTHOM | 02985/02/09 | 1016 | 45 | 629.92 | 386.08 | 386080 |  | 27 | 50.8 | 50800 | 965.2 | 2.222% | 21.4489 | 407.5289 | 608.4711
10141103 | PMT | TRANSFORMADOR | PT 24R | TRANSFORMADOR MARCA:TRANSFORMCO PT 24R PT 24R |  | PT 24R | Mabukwane |  |  |  |  | 315 | 33 | 0.4 | 3Ø | 1999 | TRANSFORMCO | 80 | 1039 | 45 | 644.18 | 394.82 | 394820 |  | 27 | 51.95 | 51950 | 987.05 | 2.222% | 21.9344 | 416.7544 | 622.2456
10141103 | PMT | TRANSFORMADOR | PT 5R | TRANSFORMADOR MARCA:EFACEC PT 5R PT 5R |  | PT 5R | Mabukwane |  |  |  |  | 500 | 33 | 0.4 | 3Ø | 1999 | EFACEC | 11695.2 | 1200 | 45 | 744 | 456 | 456000 |  | 27 | 60 | 60000 | 1140 | 2.222% | 25.3333 | 481.3333 | 718.6667
10141103 | PMT | TRANSFORMADOR | PT 177 | TRANSFORMADOR MARCA:ALSTOM PT 177 PT 177 |  | PT 177 | Mahotas |  |  |  |  | 500 | 11 | 0.4 | 3Ø | 1999 | ALSTOM | 0298/02/04 | 1016 | 45 | 629.92 | 386.08 | 386080 |  | 27 | 50.8 | 50800 | 965.2 | 2.222% | 21.4489 | 407.5289 | 608.4711
10141103 | PMT | TRANSFORMADOR | PT 306 | TRANSFORMADOR MARCA:" PT 306 PT 306 |  | PT 306 | Mahotas |  |  | 32.659799 | -25.891842 | 50 | 11 | 0.4 | 3Ø | 1999 | " | 10668902/01 | 381 | 45 | 236.22 | 144.78 | 144780 |  | 27 | 19.05 | 19050 | 361.95 | 2.222% | 8.0433 | 152.8233 | 228.1767
10141103 | PMT | TRANSFORMADOR | PT 85R | TRANSFORMADOR MARCA:ALSTOM PT 85R PT 85R |  | PT 85R | Ricatla |  |  | 32.638586 | -25.781312 | 160 | 33 | 0.4 | 3Ø | 1999 | ALSTOM | 29885706709 | 991 | 45 | 614.42 | 376.58 | 376580 |  | 27 | 49.55 | 49550 | 941.45 | 2.222% | 20.9211 | 397.5011 | 593.4989
10141103 | PMT | TRANSFORMADOR | PT 64R | TRANSFORMADOR MARCA:ALSTOM PT 64R PT 64R |  | PT 64R | Zimpeto |  |  | 32.572167 | -25.844064 | 315 | 33 | 0.4 | 3Ø | 1999 | ALSTOM | 02985/07/11 | 1039 | 45 | 644.18 | 394.82 | 394820 |  | 27 | 51.95 | 51950 | 987.05 | 2.222% | 21.9344 | 416.7544 | 622.2456
10141103 | PMT | TRANSFORMADOR | PT 186 | TRANSFORMADOR MARCA:ALSTOM PT 186 PT 186 |  | PT 186 | Vale de Infulene |  |  | 32.533585 | -25.916573 | 500 | 33 | 0.4 | 3Ø | 1999 | ALSTOM | 02985/08/05 | 1200 | 45 | 744 | 456 | 456000 |  | 27 | 60 | 60000 | 1140 | 2.222% | 25.3333 | 481.3333 | 718.6667
10141103 | MS | MINISUBESTAÇÃO | PT 228 | MINISUBESTAÇÃO MARCA:DESTA PT 228 PT 228 |  | PT 228 | Maxaquene |  |  |  |  | 500 | 11 | 0.4 | 3Ø | 2000 | DESTA | T-3123/3 | 2426 | 45 | 1555.3356 | 870.6644 | 870664.4444 |  | 28 | 121.3 | 121300 | 2304.7 | 2.222% | 51.2156 | 921.88 | 1504.12
10141103 | MS | MINISUBESTAÇÃO | PT 355R | MINISUBESTAÇÃO MARCA:Desta Power Malta PT 355R | Guava |  | Maputo |  |  | 32,6098075 | -25,7872728 | 250 | 33 | 0,4 | 3Φ | 2000 | Desta Power Malta | DT-254/2 | 3638 | 45 | 2332.3622 | 1305.6378 | 1305637.7778 |  | 28 | 181.9 | 181900 | 3456.1 | 2.222% | 76.8022 | 1382.44 | 2255.56
10141103 | MS | MINISUBESTAÇÃO | AGXX/PTS0049 | MINISUBESTAÇÃO MARCA:EFACEC AGXX/PTS0049 AGXX/PTS0049 | Padaria Mukokwene | AGXX/PTS0049 | DA CIDADE DE XAI-XAI | Gaza |  | 25º 02.709 | 033º 38.528 | 630 | 11 | 0.4 | 3 | 2000 | EFACEC | NO SERIAL | 2772 | 45 | 1777.16 | 994.84 | 994840 |  | 28 | 138.6 | 138600 | 2633.4 | 2.222% | 58.52 | 1053.36 | 1718.64
10141103 | MS | MINISUBESTAÇÃO | AGXX/PTS0050 | MINISUBESTAÇÃO MARCA:EFACEC AGXX/PTS0050 AGXX/PTS0050 | Restaurante Capulana | AGXX/PTS0050 | DA CIDADE DE XAI-XAI | Gaza |  | 25º 02.439 | 033º 38340 | 500 | 11 | 0.4 | 3 | 2000 | EFACEC | NO SERIAL | 2426 | 45 | 1555.3356 | 870.6644 | 870664.4444 |  | 28 | 121.3 | 121300 | 2304.7 | 2.222% | 51.2156 | 921.88 | 1504.12
10141103 | MS | MINISUBESTAÇÃO | AGXX/PTS0064 | MINISUBESTAÇÃO MARCA:EFACEC AGXX/PTS0064 AGXX/PTS0064 | UDA Bairro 10 | AGXX/PTS0064 | Gaza | Gaza |  | 25º 03.714 | 033º 39.795 | 100 | 11 | 0.4 | 3 | 2000 | EFACEC | NO SERIAL | 1733 | 45 | 1111.0456 | 621.9544 | 621954.4444 |  | 28 | 86.65 | 86650 | 1646.35 | 2.222% | 36.5856 | 658.54 | 1074.46
10141103 | MS | MINISUBESTAÇÃO | AGXX/PTS0067 | MINISUBESTAÇÃO MARCA:EFACEC AGXX/PTS0067 AGXX/PTS0067 | Bairro 11 Cooperantes | AGXX/PTS0067 | Gaza | Gaza |  | 25º 03.569 | 033º 40.135 | 630 | 11 | 0.4 | 3 | 2000 | EFACEC | NO SERIAL | 2772 | 45 | 1777.16 | 994.84 | 994840 |  | 28 | 138.6 | 138600 | 2633.4 | 2.222% | 58.52 | 1053.36 | 1718.64
10141103 | MS | MINISUBESTAÇÃO | AGXX/PTS0068 | MINISUBESTAÇÃO MARCA:EFACEC AGXX/PTS0068 AGXX/PTS0068 | Cruzamento da Praia | AGXX/PTS0068 | Gaza | Gaza |  | 25º 03.341 | 033º 40.244 | 630 | 11 | 0.4 | 3 | 2000 | EFACEC | NO SERIAL | 2772 | 45 | 1777.16 | 994.84 | 994840 |  | 28 | 138.6 | 138600 | 2633.4 | 2.222% | 58.52 | 1053.36 | 1718.64
10141103 | GMT | TRANSFORMADOR |  | TRANSFORMADOR MARCA:ITB SE-TETE | TETE | SE-TETE | TETE | S.MACHEL |  | 562565.890 | 8210810.158 | 315 | 33 | 0.4 | 3 | 2000 | ITB | 762268 | 1039 | 45 | 666.1144 | 372.8856 | 372885.5556 |  | 28 | 51.95 | 51950 | 987.05 | 2.222% | 21.9344 | 394.82 | 644.18
10141103 | GMT | TRANSFORMADOR |  | TRANSFORMADOR MARCA:ABB ZIMBABWE | TETE | ZIMBABWE | CUCHAMANO | CUCHAMANO |  | 16°57'51.96” | 32°52'3.604” | 315 | 33 | 0.4 | 3 | 2000 | ABB | 44314/9 | 1039 | 45 | 666.1144 | 372.8856 | 372885.5556 |  | 28 | 51.95 | 51950 | 987.05 | 2.222% | 21.9344 | 394.82 | 644.18
10141103 | GMT | TRANSFORMADOR | PTS4 | TRANSFORMADOR MARCA: PTS4 |  |  | NAMPULA | AVENIDA DE TRABALHO- PADARIA NAMPULA |  | 15°6'51.856" | 39°16'36.687" | 500 | 11 | 400V | 3 | 2000 |  |  | 1016 | 45 | 651.3689 | 364.6311 | 364631.1111 |  | 28 | 50.8 | 50800 | 965.2 | 2.222% | 21.4489 | 386.08 | 629.92
10141103 | GMT | TRANSFORMADOR | PTS6 | TRANSFORMADOR MARCA: PTS6 |  |  | NAMPULA | PARQUE POPULAR |  | 15°7'14.303" | 39°15'38.670" | 630 | 11 | 400V | 3 | 2000 |  |  | 1016 | 45 | 651.3689 | 364.6311 | 364631.1111 |  | 28 | 50.8 | 50800 | 965.2 | 2.222% | 21.4489 | 386.08 | 629.92
10141103 | GMT | TRANSFORMADOR | PTS9 | TRANSFORMADOR MARCA: PTS9 |  |  | NAMPULA | BAIRRO DE MUAHIVIRE , PRÉDIO DOS MACONDES |  | 15°7'57.925" | 39°15'59.497" | 630 | 33 | 400V | 3 | 2000 |  |  | 1200 | 45 | 769.3333 | 430.6667 | 430666.6667 |  | 28 | 60 | 60000 | 1140 | 2.222% | 25.3333 | 456 | 744
10141103 | GMT | TRANSFORMADOR | PTS19 | TRANSFORMADOR MARCA: PTS19 |  |  | NAMPULA | BAIRRO DE MUATALA- ANTIGO MATADOURO |  | 15°7'16.599" | 39°14'54.413" | 630 | 33 | 400V | 3 | 2000 |  |  | 1200 | 45 | 769.3333 | 430.6667 | 430666.6667 |  | 28 | 60 | 60000 | 1140 | 2.222% | 25.3333 | 456 | 744
10141103 | GMT | TRANSFORMADOR | PTS20 | TRANSFORMADOR MARCA: PTS20 |  |  | NAMPULA | BAIRRO DE CARRUPEIA - NA PRESIDÊNCIA |  | 15°5'48.605" | 39°15'38.331" | 630 | 11 | 400V | 3 | 2000 |  |  | 1016 | 45 | 651.3689 | 364.6311 | 364631.1111 |  | 28 | 50.8 | 50800 | 965.2 | 2.222% | 21.4489 | 386.08 | 629.92
10141103 | GMT | TRANSFORMADOR | PTS28 | TRANSFORMADOR MARCA: PTS28 |  |  | NAMPULA | BAIRRO DE NAMICOPO - SEMINÁRIO MÉDIO |  | 15°6'56.888" | 39°19'3.658" | 200 | 11 | 400V | 3 | 2000 |  |  | 572 | 45 | 366.7156 | 205.2844 | 205284.4444 |  | 28 | 28.6 | 28600 | 543.4 | 2.222% | 12.0756 | 217.36 | 354.64
10141103 | GMT | TRANSFORMADOR | PTS31 | TRANSFORMADOR MARCA: PTS31 |  |  | NAMPULA | VILA DE ANCHILO- NA PARAGEM DE AUTOCARROS |  | 15°6'10.883" | 39°25'29.896" | 160 | 11 | 400V | 3 | 2000 |  |  | 572 | 45 | 366.7156 | 205.2844 | 205284.4444 |  | 28 | 28.6 | 28600 | 543.4 | 2.222% | 12.0756 | 217.36 | 354.64
10141103 | GMT | TRANSFORMADOR | PTS36 | TRANSFORMADOR MARCA: PTS36 |  |  | NAMPULA | BAIRRO DE MARRERE |  | 15°7'6.813" | 39°11'20.845" | 160 | 33 | 400V | 3 | 2000 |  |  | 991 | 45 | 635.3411 | 355.6589 | 355658.8889 |  | 28 | 49.55 | 49550 | 941.45 | 2.222% | 20.9211 | 376.58 | 614.42
10141103 | GMT | TRANSFORMADOR | PTS55 | TRANSFORMADOR MARCA: PTS55 |  |  | NAMPULA | Bairro e Namitequeliua- Escola da Cocamo |  | 15°6'59.973" | 39°17'15.098" | 500 | 11 | 400V | 3 | 2000 |  |  | 1016 | 45 | 651.3689 | 364.6311 | 364631.1111 |  | 28 | 50.8 | 50800 | 965.2 | 2.222% | 21.4489 | 386.08 | 629.92
10141103 | GMT | TRANSFORMADOR | PTS57 | TRANSFORMADOR MARCA: PTS57 |  |  | NAMPULA | MUAHIVIRE EXPANSÃO , PROXIMO EX COLEGA ADOLFO |  | 15°8'28.302" | 39°16'45.441" | 100 | 33 | 400V | 3 | 2000 |  |  | 763 | 45 | 489.1678 | 273.8322 | 273832.2222 |  | 28 | 38.15 | 38150 | 724.85 | 2.222% | 16.1078 | 289.94 | 473.06
10141103 | GMT | TRANSFORMADOR | PTS63 | TRANSFORMADOR MARCA: PTS63 |  |  | Nampula | BAIRRO DE MUTAVA REX - MERCADO |  | 15°7'11.830" | 39°12'13.409" | 200 | 11 | 400V | 3 | 2000 |  |  | 572 | 45 | 366.7156 | 205.2844 | 205284.4444 |  | 28 | 28.6 | 28600 | 543.4 | 2.222% | 12.0756 | 217.36 | 354.64
10141103 | GMT | TRANSFORMADOR | PTS64 | TRANSFORMADOR MARCA: PTS64 |  |  | Nampula | BAIRRO DE MUTAVA REX -LOJA BRITO |  | 15°6'58.143" | 39°19'59.276" | 100 | 11 | 400V | 3 | 2000 |  |  | 763 | 45 | 489.1678 | 273.8322 | 273832.2222 |  | 28 | 38.15 | 38150 | 724.85 | 2.222% | 16.1078 | 289.94 | 473.06
10141103 | GMT | TRANSFORMADOR | PTS75 | TRANSFORMADOR MARCA: PTS75 |  |  | Nampula | BAIRRO DE NAMUTEQUELIUA- PRÓXIMO DA COLEGA TACULA |  | 15°6'35.049" | 39°18'4.086" | 500 | 11 | 400V | 3 | 2000 |  |  | 1016 | 45 | 651.3689 | 364.6311 | 364631.1111 |  | 28 | 50.8 | 50800 | 965.2 | 2.222% | 21.4489 | 386.08 | 629.92
10141103 | GMT | TRANSFORMADOR | PTS79 | TRANSFORMADOR MARCA: PTS79 |  |  | Rapale | VILA DE RAPALE- PRÓXIMO DA ADMINISTRAÇÃO |  | 15°1'48.331" | 39°7'22.244" | 160 | 33 | 400V | 3 | 2000 |  |  | 991 | 45 | 635.3411 | 355.6589 | 355658.8889 |  | 28 | 49.55 | 49550 | 941.45 | 2.222% | 20.9211 | 376.58 | 614.42
10141103 | GMT | TRANSFORMADOR | PTS80 | TRANSFORMADOR MARCA: PTS80 |  |  | Rapale | VILA DE RAPALE- PRÓXIMO DO MERCADO |  | 15°1'18.599" | 39°7'51.062" | 100 | 33 | 400V | 3 | 2000 |  |  | 763 | 45 | 489.1678 | 273.8322 | 273832.2222 |  | 28 | 38.15 | 38150 | 724.85 | 2.222% | 16.1078 | 289.94 | 473.06
10141103 | GMT | TRANSFORMADOR | PTS81 | TRANSFORMADOR MARCA: PTS81 |  |  | Rapale | VILA DE RAPALE- PRÓXIMO DO HOSPITAL |  | 15°0'53.343" | 39°7'47.463" | 250 | 33 | 400V | 3 | 2000 |  |  | 991 | 45 | 635.3411 | 355.6589 | 355658.8889 |  | 28 | 49.55 | 49550 | 941.45 | 2.222% | 20.9211 | 376.58 | 614.42
10141103 | GMT | TRANSFORMADOR | 108 | TRANSFORMADOR MARCA: 108 |  |  | Mecuburi | NAMINA-PROXIMO DO ESCRITORIO-PT1 |  | 14°56.312 | 38°41.487 | 200 | 33 | 400V | 3 | 2000 |  |  | 991 | 45 | 635.3411 | 355.6589 | 355658.8889 |  | 28 | 49.55 | 49550 | 941.45 | 2.222% | 20.9211 | 376.58 | 614.42
10141103 | GMT | TRANSFORMADOR | 109 | TRANSFORMADOR MARCA: 109 |  |  | Mecuburi | NAMINA , DEPOIS DA ESTAÇAO DE COMBOIO-PT2 |  | 14°56.593 | 38°41.600 | 100 | 33 | 400V | 3 | 2000 |  |  | 763 | 45 | 489.1678 | 273.8322 | 273832.2222 |  | 28 | 38.15 | 38150 | 724.85 | 2.222% | 16.1078 | 289.94 | 473.06
10141103 | GMT | TRANSFORMADOR | 111 | TRANSFORMADOR MARCA: 111 |  |  | Ribaue | MOCAMBIQUE NOVO VIA IAPALA |  | 15°8'21.725" | 39°18'3.639" | 100 | 33 | 400V | 3 | 2000 |  |  | 763 | 45 | 489.1678 | 273.8322 | 273832.2222 |  | 28 | 38.15 | 38150 | 724.85 | 2.222% | 16.1078 | 289.94 | 473.06
10141103 | GMT | TRANSFORMADOR | 112 | TRANSFORMADOR MARCA: 112 |  |  | Ribaue | AC-ROMA NAS BOMBAS |  | 15°8'19.087" | 39°18'28.397" | 250 | 33 | 400V | 3 | 2000 |  |  | 991 | 45 | 635.3411 | 355.6589 | 355658.8889 |  | 28 | 49.55 | 49550 | 941.45 | 2.222% | 20.9211 | 376.58 | 614.42
10141103 | GMT | TRANSFORMADOR | 113 | TRANSFORMADOR MARCA: 113 |  |  | Ribaue | EM FRENTE DE ESCRTORIO MERCADO |  | 15°8'11.519" | 39°19'4.409" | 250 | 33 | 400V | 3 | 2000 |  |  | 991 | 45 | 635.3411 | 355.6589 | 355658.8889 |  | 28 | 49.55 | 49550 | 941.45 | 2.222% | 20.9211 | 376.58 | 614.42
10141103 | GMT | TRANSFORMADOR | 114 | TRANSFORMADOR MARCA: 114 |  |  | Ribaue | BAIRRO MOLIPIHA NO HOSPITAL |  | 14°56.865 | 38°19.289 | 250 | 33 | 400V | 3 | 2000 |  |  | 991 | 45 | 635.3411 | 355.6589 | 355658.8889 |  | 28 | 49.55 | 49550 | 941.45 | 2.222% | 20.9211 | 376.58 | 614.42
10141103 | GMT | TRANSFORMADOR | 115 | TRANSFORMADOR MARCA: 115 |  |  | Ribaue | BAIRRO DE MUHILIALE |  | 14°56.335 | 38°19.254 | 100 | 33 | 400V | 3 | 2000 |  |  | 763 | 45 | 489.1678 | 273.8322 | 273832.2222 |  | 28 | 38.15 | 38150 | 724.85 | 2.222% | 16.1078 | 289.94 | 473.06
10141103 | GMT | TRANSFORMADOR | 117 | TRANSFORMADOR MARCA: 117 |  |  | Ribaue | BAIRRO DE QUITHELE AO DA ESCOLA |  | 15°11.364 | 38°21.392 | 50 | 33 | 400V | 3 | 2000 |  |  | 643 | 45 | 412.2344 | 230.7656 | 230765.5556 |  | 28 | 32.15 | 32150 | 610.85 | 2.222% | 13.5744 | 244.34 | 398.66
10141103 | GMT | TRANSFORMADOR | 119 | TRANSFORMADOR MARCA: 119 |  |  | Nametil | Nametil–sede |  | 15°42.563 | 39°20.218 | 160 | 33 | 400V | 3 | 2000 |  |  | 991 | 45 | 635.3411 | 355.6589 | 355658.8889 |  | 28 | 49.55 | 49550 | 941.45 | 2.222% | 20.9211 | 376.58 | 614.42
10141103 | GMT | TRANSFORMADOR | 121 | TRANSFORMADOR MARCA: 121 |  |  | Ribaue | IAPALA NA VILA NO MERCADO |  | 15ᵒ01.585 | 038ᵒ02.830 | 100 | 33 | 400V | 3 | 2000 |  |  | 763 | 45 | 489.1678 | 273.8322 | 273832.2222 |  | 28 | 38.15 | 38150 | 724.85 | 2.222% | 16.1078 | 289.94 | 473.06
10141103 | GMT | TRANSFORMADOR | 122 | TRANSFORMADOR MARCA: 122 |  |  | Ribaue | IAPALA AO LADO DA ESCOLA |  | 15ᵒ01.486 | 038ᵒ02.783 | 100 | 33 | 400V | 3 | 2000 |  |  | 763 | 45 | 489.1678 | 273.8322 | 273832.2222 |  | 28 | 38.15 | 38150 | 724.85 | 2.222% | 16.1078 | 289.94 | 473.06
10141103 | GMT | TRANSFORMADOR | 123 | TRANSFORMADOR MARCA: 123 |  |  | Ribaue | BAIRRO DE LOKONE |  | 15ᵒ01.614 | 038ᵒ02.422 | 100 | 33 | 400V | 3 | 2000 |  |  | 763 | 45 | 489.1678 | 273.8322 | 273832.2222 |  | 28 | 38.15 | 38150 | 724.85 | 2.222% | 16.1078 | 289.94 | 473.06
10141103 | GMT | TRANSFORMADOR | 124 | TRANSFORMADOR MARCA: 124 |  |  | Ribaue | Iapala - Missão |  | 15°7'50.408" | 39°16'25.422" | 100 | 33 | 400V | 3 | 2000 |  |  | 763 | 45 | 489.1678 | 273.8322 | 273832.2222 |  | 28 | 38.15 | 38150 | 724.85 | 2.222% | 16.1078 | 289.94 | 473.06
10141103 | GMT | TRANSFORMADOR | 128 | TRANSFORMADOR MARCA: 128 |  |  | Rapale | VILA DE RAPALE- VIA MECUBURÍ |  | 15°0'33.720" | 39°8'35.941" | 100 | 33 | 400V | 3 | 2000 |  |  | 763 | 45 | 489.1678 | 273.8322 | 273832.2222 |  | 28 | 38.15 | 38150 | 724.85 | 2.222% | 16.1078 | 289.94 | 473.06
10141103 | GMT | TRANSFORMADOR | PTS 4 | TRANSFORMADOR MARCA:EFACEC ANGOCHE PTS 4 |  | ANGOCHE | LARDE | TOPUITO |  | S 16⁰32.824 | E 039⁰38.890 | 160 | 22KV | 400V | 3 | 2000 | EFACEC |  | 991 | 45 | 635.3411 | 355.6589 | 355658.8889 |  | 28 | 49.55 | 49550 | 941.45 | 2.222% | 20.9211 | 376.58 | 614.42
10141103 | GMT | TRANSFORMADOR | PTS 5 | TRANSFORMADOR MARCA:PME ANGOCHE PTS 5 |  | ANGOCHE | NAMETORIA | NATIRE 4 CAMINHO |  | 16°05.735 | 39°39.680 | 50 | 33KV | 400V | 3 | 2000 | PME |  | 643 | 45 | 412.2344 | 230.7656 | 230765.5556 |  | 28 | 32.15 | 32150 | 610.85 | 2.222% | 13.5744 | 244.34 | 398.66
10141103 | GMT | TRANSFORMADOR | PT28 | TRANSFORMADOR MARCA:EFACEC PT28 PT28 | Hotel Embaixador Baixa | PT28 | BEIRA | SOFALA |  | 692494.4 | 7805679.9 | 315 | 6.6 | 0.4 | 3 | 2000 | EFACEC | 14513 | 840 | 45 | 538.5333 | 301.4667 | 301466.6667 |  | 28 | 42 | 42000 | 798 | 2.222% | 17.7333 | 319.2 | 520.8
10141103 | GMT | TRANSFORMADOR | AGCHI/PT04 | TRANSFORMADOR MARCA:NICAL AGCHI/PT04 AGCHI/PT04 | Bairro nº 5 | AGCHI/PT04 | CHIMOIO | MANICA | Exposição Feira de Chimoio | S19 07 06,27 | E033 28 51,54 | 500 | 6.6 | 0.4 | 3 | 2000 | NICAL | No Info of Serial No | 1016 | 45 | 651.3689 | 364.6311 | 364631.1111 |  | 28 | 50.8 | 50800 | 965.2 | 2.222% | 21.4489 | 386.08 | 629.92
10141103 | GMT | TRANSFORMADOR | AGCHI/PT10 | TRANSFORMADOR MARCA:NICAL AGCHI/PT10 AGCHI/PT10 | ESCRITORIO DA FIPAG | AGCHI/PT10 | CHIMOIO | MANICA | BAIRRO NO 1 | S19 06 14,08 | E033 28 21,64 | 500 | 6.6 | 0.4 | 3 | 2000 | NICAL | TR1414 | 1016 | 45 | 651.3689 | 364.6311 | 364631.1111 |  | 28 | 50.8 | 50800 | 965.2 | 2.222% | 21.4489 | 386.08 | 629.92
10141103 | GMT | TRANSFORMADOR | PS4 | TRANSFORMADOR MARCA:PAUWELS PS4 PS4 |  | PS4 | Mabukwane |  |  |  |  | 630 | 11 | 0.4 | 3Ø | 2000 | PAUWELS | 72295 | 1016 | 45 | 651.3689 | 364.6311 | 364631.1111 |  | 28 | 50.8 | 50800 | 965.2 | 2.222% | 21.4489 | 386.08 | 629.92
10141103 | GMT | TRANSFORMADOR | PTS 57 | TRANSFORMADOR MARCA:ABB PTS 57 PTS 57 |  | PTS 57 | Matola | Matola B |  | 32.455925 | -25.941162 | 500 | 33 | 0.4 | 3Ø | 2000 | ABB | T-16329 | 1200 | 45 | 769.3333 | 430.6667 | 430666.6667 |  | 28 | 60 | 60000 | 1140 | 2.222% | 25.3333 | 456 | 744
10141103 | GMT | TRANSFORMADOR | PT 6011 | TRANSFORMADOR MARCA:Pauwels Trafo PT 6011 | Bela Vista |  | Maputo |  |  | 32,6427382 | -26,4355748 | 250 | 33 | 0,4 | 3Φ | 2000 | Pauwels Trafo | 0110804 | 991 | 45 | 635.3411 | 355.6589 | 355658.8889 |  | 28 | 49.55 | 49550 | 941.45 | 2.222% | 20.9211 | 376.58 | 614.42
10141103 | GMT | TRANSFORMADOR | PT 02 RH | TRANSFORMADOR MARCA:Desta Power Malta PT 02 RH | Maxixe |  | Inhambane |  |  | 32,3463002 | -23,8572697 | 630 | 11 | 0,4 | 3Φ | 2000 | Desta Power Malta | T-2701/? | 1016 | 45 | 651.3689 | 364.6311 | 364631.1111 |  | 28 | 50.8 | 50800 | 965.2 | 2.222% | 21.4489 | 386.08 | 629.92
10141103 | GMT | TRANSFORMADOR | AGXX/PTS0094 | TRANSFORMADOR MARCA:EFACEC AGXX/PTS0094 AGXX/PTS0094 | Praia de Xai-Xai | AGXX/PTS0094 | Gaza | Gaza |  | 25º 07.002 | 033º 43.848 | 315 | 11 | 0.4 | 3 | 2000 | EFACEC | 9810 | 840 | 45 | 538.5333 | 301.4667 | 301466.6667 |  | 28 | 42 | 42000 | 798 | 2.222% | 17.7333 | 319.2 | 520.8
10141103 | GMT | TRANSFORMADOR | AGXX/PTS0096 | TRANSFORMADOR MARCA:STROMBERG AGXX/PTS0096 AGXX/PTS0096 | Posto de Cobraça | AGXX/PTS0096 | Gaza | Gaza |  | 25º 03.344 | 033º 39.420 | 500 | 11 | 0.4 | 3 | 2000 | STROMBERG | 532187 | 1016 | 45 | 651.3689 | 364.6311 | 364631.1111 |  | 28 | 50.8 | 50800 | 965.2 | 2.222% | 21.4489 | 386.08 | 629.92
10141103 | GMT | TRANSFORMADOR | PTS4 | TRANSFORMADOR MARCA:MISSING PLATE PTS4 |  |  | NAMPULA | AVENIDA DE TRABALHO- PADARIA NAMPULA |  | 15°6'51.856" | 39°16'36.687" | 500 | 11 | 400V | 3 | 2000 | MISSING PLATE |  | 1016 | 45 | 651.3689 | 364.6311 | 364631.1111 |  | 28 | 50.8 | 50800 | 965.2 | 2.222% | 21.4489 | 386.08 | 629.92
10141103 | GMT | TRANSFORMADOR | PTS6 | TRANSFORMADOR MARCA:SGB PTS6 |  |  | NAMPULA | PARQUE POPULAR |  | 15°7'14.303" | 39°15'38.670" | 630 | 11 | 400V | 3 | 2000 | SGB | 397422 | 1016 | 45 | 651.3689 | 364.6311 | 364631.1111 |  | 28 | 50.8 | 50800 | 965.2 | 2.222% | 21.4489 | 386.08 | 629.92
10141103 | GMT | TRANSFORMADOR | PTS9 | TRANSFORMADOR MARCA:SGB PTS9 |  |  | NAMPULA | BAIRRO DE MUAHIVIRE , PRÉDIO DOS MACONDES |  | 15°7'57.925" | 39°15'59.497" | 630 | 33 | 400V | 3 | 2000 | SGB | 401474 | 1200 | 45 | 769.3333 | 430.6667 | 430666.6667 |  | 28 | 60 | 60000 | 1140 | 2.222% | 25.3333 | 456 | 744
10141103 | GMT | TRANSFORMADOR | PTS19 | TRANSFORMADOR MARCA:ASTOR PTS19 |  |  | NAMPULA | BAIRRO DE MUATALA- ANTIGO MATADOURO |  | 15°7'16.599" | 39°14'54.413" | 630 | 33 | 400V | 3 | 2000 | ASTOR | 17-17016 | 1200 | 45 | 769.3333 | 430.6667 | 430666.6667 |  | 28 | 60 | 60000 | 1140 | 2.222% | 25.3333 | 456 | 744
10141103 | GMT | TRANSFORMADOR | PTS20 | TRANSFORMADOR MARCA:SGB PTS20 |  |  | NAMPULA | BAIRRO DE CARRUPEIA - NA PRESIDÊNCIA |  | 15°5'48.605" | 39°15'38.331" | 630 | 11 | 400V | 3 | 2000 | SGB | 401475 | 1016 | 45 | 651.3689 | 364.6311 | 364631.1111 |  | 28 | 50.8 | 50800 | 965.2 | 2.222% | 21.4489 | 386.08 | 629.92
10141103 | GMT | TRANSFORMADOR | PTS28 | TRANSFORMADOR MARCA:Power Tech PTS28 |  |  | NAMPULA | BAIRRO DE NAMICOPO - SEMINÁRIO MÉDIO |  | 15°6'56.888" | 39°19'3.658" | 200 | 11 | 400V | 3 | 2000 | Power Tech | DC-0111/0258 | 572 | 45 | 366.7156 | 205.2844 | 205284.4444 |  | 28 | 28.6 | 28600 | 543.4 | 2.222% | 12.0756 | 217.36 | 354.64
10141103 | GMT | TRANSFORMADOR | PTS31 | TRANSFORMADOR MARCA:Power Tech PTS31 |  |  | NAMPULA | VILA DE ANCHILO- NA PARAGEM DE AUTOCARROS |  | 15°6'10.883" | 39°25'29.896" | 160 | 11 | 400V | 3 | 2000 | Power Tech | 20953901/03 | 572 | 45 | 366.7156 | 205.2844 | 205284.4444 |  | 28 | 28.6 | 28600 | 543.4 | 2.222% | 12.0756 | 217.36 | 354.64
10141103 | GMT | TRANSFORMADOR | PTS36 | TRANSFORMADOR MARCA:ITB PTS36 |  |  | NAMPULA | BAIRRO DE MARRERE |  | 15°7'6.813" | 39°11'20.845" | 160 | 33 | 400V | 3 | 2000 | ITB | 782582 | 991 | 45 | 635.3411 | 355.6589 | 355658.8889 |  | 28 | 49.55 | 49550 | 941.45 | 2.222% | 20.9211 | 376.58 | 614.42
10141103 | GMT | TRANSFORMADOR | PTS55 | TRANSFORMADOR MARCA:TENELEQ PTS55 |  |  | NAMPULA | Bairro e Namitequeliua- Escola da Cocamo |  | 15°6'59.973" | 39°17'15.098" | 500 | 11 | 400V | 3 | 2000 | TENELEQ | T-2195 | 1016 | 45 | 651.3689 | 364.6311 | 364631.1111 |  | 28 | 50.8 | 50800 | 965.2 | 2.222% | 21.4489 | 386.08 | 629.92
10141103 | GMT | TRANSFORMADOR | PTS57 | TRANSFORMADOR MARCA:MISSING PLATE PTS57 |  |  | NAMPULA | MUAHIVIRE EXPANSÃO , PROXIMO EX COLEGA ADOLFO |  | 15°8'28.302" | 39°16'45.441" | 100 | 33 | 400V | 3 | 2000 | MISSING PLATE |  | 763 | 45 | 489.1678 | 273.8322 | 273832.2222 |  | 28 | 38.15 | 38150 | 724.85 | 2.222% | 16.1078 | 289.94 | 473.06
10141103 | GMT | TRANSFORMADOR | PTS63 | TRANSFORMADOR MARCA:Power Tech PTS63 |  |  | Nampula | BAIRRO DE MUTAVA REX - MERCADO |  | 15°7'11.830" | 39°12'13.409" | 200 | 11 | 400V | 3 | 2000 | Power Tech | 20953901/01 | 572 | 45 | 366.7156 | 205.2844 | 205284.4444 |  | 28 | 28.6 | 28600 | 543.4 | 2.222% | 12.0756 | 217.36 | 354.64
10141103 | GMT | TRANSFORMADOR | PTS64 | TRANSFORMADOR MARCA:Fuji Tusco PTS64 |  |  | Nampula | BAIRRO DE MUTAVA REX -LOJA BRITO |  | 15°6'58.143" | 39°19'59.276" | 100 | 11 | 400V | 3 | 2000 | Fuji Tusco | 541799 | 763 | 45 | 489.1678 | 273.8322 | 273832.2222 |  | 28 | 38.15 | 38150 | 724.85 | 2.222% | 16.1078 | 289.94 | 473.06
10141103 | GMT | TRANSFORMADOR | PTS75 | TRANSFORMADOR MARCA:Power Tech PTS75 |  |  | Nampula | BAIRRO DE NAMUTEQUELIUA- PRÓXIMO DA COLEGA TACULA |  | 15°6'35.049" | 39°18'4.086" | 500 | 11 | 400V | 3 | 2000 | Power Tech | 20945901/02 | 1016 | 45 | 651.3689 | 364.6311 | 364631.1111 |  | 28 | 50.8 | 50800 | 965.2 | 2.222% | 21.4489 | 386.08 | 629.92
10141103 | GMT | TRANSFORMADOR | PTS79 | TRANSFORMADOR MARCA:Fuji Tusco PTS79 |  |  | Rapale | VILA DE RAPALE- PRÓXIMO DA ADMINISTRAÇÃO |  | 15°1'48.331" | 39°7'22.244" | 160 | 33 | 400V | 3 | 2000 | Fuji Tusco | 591320 | 991 | 45 | 635.3411 | 355.6589 | 355658.8889 |  | 28 | 49.55 | 49550 | 941.45 | 2.222% | 20.9211 | 376.58 | 614.42
10141103 | GMT | TRANSFORMADOR | PTS80 | TRANSFORMADOR MARCA:ASTOR PTS80 |  |  | Rapale | VILA DE RAPALE- PRÓXIMO DO MERCADO |  | 15°1'18.599" | 39°7'51.062" | 100 | 33 | 400V | 3 | 2000 | ASTOR | 17-12999 | 763 | 45 | 489.1678 | 273.8322 | 273832.2222 |  | 28 | 38.15 | 38150 | 724.85 | 2.222% | 16.1078 | 289.94 | 473.06
10141103 | GMT | TRANSFORMADOR | PTS81 | TRANSFORMADOR MARCA:Emergo Invest PTS81 |  |  | Rapale | VILA DE RAPALE- PRÓXIMO DO HOSPITAL |  | 15°0'53.343" | 39°7'47.463" | 250 | 33 | 400V | 3 | 2000 | Emergo Invest | 48206 | 991 | 45 | 635.3411 | 355.6589 | 355658.8889 |  | 28 | 49.55 | 49550 | 941.45 | 2.222% | 20.9211 | 376.58 | 614.42
10141103 | GMT | TRANSFORMADOR | 108 | TRANSFORMADOR MARCA:Zent Transformer 108 |  |  | Mecuburi | NAMINA-PROXIMO DO ESCRITORIO-PT1 |  | 14°56.312 | 38°41.487 | 200 | 33 | 400V | 3 | 2000 | Zent Transformer | 8899 | 991 | 45 | 635.3411 | 355.6589 | 355658.8889 |  | 28 | 49.55 | 49550 | 941.45 | 2.222% | 20.9211 | 376.58 | 614.42
10141103 | GMT | TRANSFORMADOR | 109 | TRANSFORMADOR MARCA:NEI Transformers 109 |  |  | Mecuburi | NAMINA , DEPOIS DA ESTAÇAO DE COMBOIO-PT2 |  | 14°56.593 | 38°41.600 | 100 | 33 | 400V | 3 | 2000 | NEI Transformers | 10304402/10 | 763 | 45 | 489.1678 | 273.8322 | 273832.2222 |  | 28 | 38.15 | 38150 | 724.85 | 2.222% | 16.1078 | 289.94 | 473.06
10141103 | GMT | TRANSFORMADOR | 111 | TRANSFORMADOR MARCA:Power Tech 111 |  |  | Ribaue | MOCAMBIQUE NOVO VIA IAPALA |  | 15°8'21.725" | 39°18'3.639" | 100 | 33 | 400V | 3 | 2000 | Power Tech | 20954401/02 | 763 | 45 | 489.1678 | 273.8322 | 273832.2222 |  | 28 | 38.15 | 38150 | 724.85 | 2.222% | 16.1078 | 289.94 | 473.06
10141103 | GMT | TRANSFORMADOR | 112 | TRANSFORMADOR MARCA:NEI Transformers 112 |  |  | Ribaue | AC-ROMA NAS BOMBAS |  | 15°8'19.087" | 39°18'28.397" | 250 | 33 | 400V | 3 | 2000 | NEI Transformers | 10304402/09 | 991 | 45 | 635.3411 | 355.6589 | 355658.8889 |  | 28 | 49.55 | 49550 | 941.45 | 2.222% | 20.9211 | 376.58 | 614.42
10141103 | GMT | TRANSFORMADOR | 113 | TRANSFORMADOR MARCA:Tusco Transformer 113 |  |  | Ribaue | EM FRENTE DE ESCRTORIO MERCADO |  | 15°8'11.519" | 39°19'4.409" | 250 | 33 | 400V | 3 | 2000 | Tusco Transformer | 541777 | 991 | 45 | 635.3411 | 355.6589 | 355658.8889 |  | 28 | 49.55 | 49550 | 941.45 | 2.222% | 20.9211 | 376.58 | 614.42
10141103 | GMT | TRANSFORMADOR | 114 | TRANSFORMADOR MARCA:TM 114 |  |  | Ribaue | BAIRRO MOLIPIHA NO HOSPITAL |  | 14°56.865 | 38°19.289 | 250 | 33 | 400V | 3 | 2000 | TM | 392477 | 991 | 45 | 635.3411 | 355.6589 | 355658.8889 |  | 28 | 49.55 | 49550 | 941.45 | 2.222% | 20.9211 | 376.58 | 614.42
10141103 | GMT | TRANSFORMADOR | 115 | TRANSFORMADOR MARCA:NEI Transformers 115 |  |  | Ribaue | BAIRRO DE MUHILIALE |  | 14°56.335 | 38°19.254 | 100 | 33 | 400V | 3 | 2000 | NEI Transformers | 12122548/01 | 763 | 45 | 489.1678 | 273.8322 | 273832.2222 |  | 28 | 38.15 | 38150 | 724.85 | 2.222% | 16.1078 | 289.94 | 473.06
10141103 | GMT | TRANSFORMADOR | 117 | TRANSFORMADOR MARCA:PME Transformer 117 |  |  | Ribaue | BAIRRO DE QUITHELE AO DA ESCOLA |  | 15°11.364 | 38°21.392 | 50 | 33 | 400V | 3 | 2000 | PME Transformer | 250090013 | 643 | 45 | 412.2344 | 230.7656 | 230765.5556 |  | 28 | 32.15 | 32150 | 610.85 | 2.222% | 13.5744 | 244.34 | 398.66
10141103 | GMT | TRANSFORMADOR | 119 | TRANSFORMADOR MARCA:NEI Transformers 119 |  |  | Nametil | Nametil–sede |  | 15°42.563 | 39°20.218 | 160 | 33 | 400V | 3 | 2000 | NEI Transformers | 10304402/04 | 991 | 45 | 635.3411 | 355.6589 | 355658.8889 |  | 28 | 49.55 | 49550 | 941.45 | 2.222% | 20.9211 | 376.58 | 614.42
10141103 | GMT | TRANSFORMADOR | 121 | TRANSFORMADOR MARCA:Power Tech 121 |  |  | Ribaue | IAPALA NA VILA NO MERCADO |  | 15ᵒ01.585 | 038ᵒ02.830 | 100 | 33 | 400V | 3 | 2000 | Power Tech | 10828601/05 | 763 | 45 | 489.1678 | 273.8322 | 273832.2222 |  | 28 | 38.15 | 38150 | 724.85 | 2.222% | 16.1078 | 289.94 | 473.06
10141103 | GMT | TRANSFORMADOR | 122 | TRANSFORMADOR MARCA:Fuji Tusco 122 |  |  | Ribaue | IAPALA AO LADO DA ESCOLA |  | 15ᵒ01.486 | 038ᵒ02.783 | 100 | 33 | 400V | 3 | 2000 | Fuji Tusco | 601155 | 763 | 45 | 489.1678 | 273.8322 | 273832.2222 |  | 28 | 38.15 | 38150 | 724.85 | 2.222% | 16.1078 | 289.94 | 473.06
10141103 | GMT | TRANSFORMADOR | 123 | TRANSFORMADOR MARCA:ACTON 123 |  |  | Ribaue | BAIRRO DE LOKONE |  | 15ᵒ01.614 | 038ᵒ02.422 | 100 | 33 | 400V | 3 | 2000 | ACTON | 138835 | 763 | 45 | 489.1678 | 273.8322 | 273832.2222 |  | 28 | 38.15 | 38150 | 724.85 | 2.222% | 16.1078 | 289.94 | 473.06
10141103 | GMT | TRANSFORMADOR | 124 | TRANSFORMADOR MARCA:TM 124 |  |  | Ribaue | Iapala - Missão |  | 15°7'50.408" | 39°16'25.422" | 100 | 33 | 400V | 3 | 2000 | TM | 979670 | 763 | 45 | 489.1678 | 273.8322 | 273832.2222 |  | 28 | 38.15 | 38150 | 724.85 | 2.222% | 16.1078 | 289.94 | 473.06
10141103 | GMT | TRANSFORMADOR | 128 | TRANSFORMADOR MARCA:Power Tech 128 |  |  | Rapale | VILA DE RAPALE- VIA MECUBURÍ |  | 15°0'33.720" | 39°8'35.941" | 100 | 33 | 400V | 3 | 2000 | Power Tech | 20865601/04 | 763 | 45 | 489.1678 | 273.8322 | 273832.2222 |  | 28 | 38.15 | 38150 | 724.85 | 2.222% | 16.1078 | 289.94 | 473.06
10141103 | GMT | TRANSFORMADOR | PTS 4 | TRANSFORMADOR MARCA:ITB ANGOCHE PTS 4 |  | ANGOCHE | LARDE | TOPUITO |  | S 16⁰32.824 | E 039⁰38.890 | 160 | 22KV | 400V | 3 | 2000 | ITB | 774596 | 572 | 45 | 366.7156 | 205.2844 | 205284.4444 |  | 28 | 28.6 | 28600 | 543.4 | 2.222% | 12.0756 | 217.36 | 354.64
10141103 | GMT | TRANSFORMADOR | PTS 5 | TRANSFORMADOR MARCA:TUSCO-TRAFO ANGOCHE PTS 5 |  | ANGOCHE | NAMETORIA | NATIRE 4 CAMINHO |  | 16°05.735 | 39°39.680 | 50 | 33KV | 400V | 3 | 2000 | TUSCO-TRAFO | 487826 | 643 | 45 | 412.2344 | 230.7656 | 230765.5556 |  | 28 | 32.15 | 32150 | 610.85 | 2.222% | 13.5744 | 244.34 | 398.66
10141103 | GMT | TRANSFORMADOR | PTS 4005 | TRANSFORMADOR MARCA:REVIVE GURUE PTS 4005 |  | GURUE | GURUE | SECUNDARIA |  | 15°28'34.01" | 36°59'11.323" | 400 | 33KV | 400V | 3 | 2000 | REVIVE |  | 1039 | 45 | 666.1144 | 372.8856 | 372885.5556 |  | 28 | 51.95 | 51950 | 987.05 | 2.222% | 21.9344 | 394.82 | 644.18
10141103 | GMT | TRANSFORMADOR | AUX | TRANSFORMADOR MARCA:Pauwels SALAMANGA AUX |  | SALAMANGA | SALAMANGA |  | RURAL |  |  | 250 | 33 | 0.4 | 3 | 2000 | Pauwels | 110804 | 991 | 45 | 635.3411 | 355.6589 | 355658.8889 |  | 28 | 49.55 | 49550 | 941.45 | 2.222% | 20.9211 | 376.58 | 614.42
10141103 | PMT | TRANSFORMADOR |  | TRANSFORMADOR MARCA:DPM SE-MANJE | TETE | SE-MANJE | DOMUE | MPANDULA 1 |  | 592515.407 | 8384498.789 | 100 | 33 | 0.4 | 3 | 2000 | DPM | DT-301/42 | 763 | 45 | 489.1678 | 273.8322 | 273832.2222 |  | 28 | 38.15 | 38150 | 724.85 | 2.222% | 16.1078 | 289.94 | 473.06
10141103 | PMT | TRANSFORMADOR | PTS 6 | TRANSFORMADOR MARCA:OrZUGNEY ANGOCHE PTS 6 |  | ANGOCHE | ANGOCHE | MAWIPE |  | 16°12.465 | 39°53.239 | 200 | 33KV | 400V | 3 | 2000 | OrZUGNEY |  | 991 | 45 | 635.3411 | 355.6589 | 355658.8889 |  | 28 | 49.55 | 49550 | 941.45 | 2.222% | 20.9211 | 376.58 | 614.42
10141103 | PMT | TRANSFORMADOR | PTS 14 | TRANSFORMADOR MARCA:EFACEC ANGOCHE PTS 14 |  | ANGOCHE | ANGOCHE | PRAIA NOVA |  | 16°14.202 | 39°57.698 | 100 | 33KV | 400V | 3 | 2000 | EFACEC |  | 763 | 45 | 489.1678 | 273.8322 | 273832.2222 |  | 28 | 38.15 | 38150 | 724.85 | 2.222% | 16.1078 | 289.94 | 473.06
10141103 | PMT | TRANSFORMADOR | PTS 15 | TRANSFORMADOR MARCA:EFACEC ANGOCHE PTS 15 |  | ANGOCHE | ANGOCHE | PRAIA MACHO |  | 16°13.688 | 39°58.455 | 50 | 33KV | 400V | 3 | 2000 | EFACEC |  | 643 | 45 | 412.2344 | 230.7656 | 230765.5556 |  | 28 | 32.15 | 32150 | 610.85 | 2.222% | 13.5744 | 244.34 | 398.66
10141103 | PMT | TRANSFORMADOR | PTS 19 | TRANSFORMADOR MARCA:DPM ANGOCHE PTS 19 |  | ANGOCHE | ANGOCHE | NACOLOLO |  | 16°09.564 | 39°55.379 | 50 | 33KV | 400V | 3 | 2000 | DPM |  | 643 | 45 | 412.2344 | 230.7656 | 230765.5556 |  | 28 | 32.15 | 32150 | 610.85 | 2.222% | 13.5744 | 244.34 | 398.66
10141103 | PMT | TRANSFORMADOR | PTS 24 | TRANSFORMADOR MARCA:ITB ANGOCHE PTS 24 |  | ANGOCHE | ANGOCHE | AEROPORTO |  | 16°10.440 | 39°56.892 | 50 | 33KV | 400V | 3 | 2000 | ITB |  | 643 | 45 | 412.2344 | 230.7656 | 230765.5556 |  | 28 | 32.15 | 32150 | 610.85 | 2.222% | 13.5744 | 244.34 | 398.66
10141103 | PMT | TRANSFORMADOR | PTS 9 | TRANSFORMADOR MARCA:PME MOMA PTS 9 |  | MOMA | MOMA | B. KM6 |  | 16°43.188 | 39°11.864 | 50KVA | 22KV | 400V | 3 | 2000 | PME |  | 433 | 45 | 277.6011 | 155.3989 | 155398.8889 |  | 28 | 21.65 | 21650 | 411.35 | 2.222% | 9.1411 | 164.54 | 268.46
10141103 | PMT | TRANSFORMADOR | #VALUE! | #VALUE! |  | MONAPO | Meconta | Meconta Estacao |  | 14°57.486 | 39°50.190 | 200 | 33KV | 400V | 3 | 2000 |  |  | 991 | 45 | 635.3411 | 355.6589 | 355658.8889 |  | 28 | 49.55 | 49550 | 941.45 | 2.222% | 20.9211 | 376.58 | 614.42
10141103 | PMT | TRANSFORMADOR | AGCTC/PT2 | TRANSFORMADOR MARCA:STANDARD AGCTC/PT2 AGCTC/PT2 | MOAGEM AGOSTINHO SITHOLE | AGCTC/PT2 | CATANDICA | MANICA | PTS2 Frente a adiministração | S18 03 26,3 | E033 10 21,9 | 250 | 33 | 0.4 | 3 | 2000 | STANDARD | 430-44313-4 | 991 | 45 | 635.3411 | 355.6589 | 355658.8889 |  | 28 | 49.55 | 49550 | 941.45 | 2.222% | 20.9211 | 376.58 | 614.42
10141103 | PMT | TRANSFORMADOR | AGCHI/PT09 | TRANSFORMADOR MARCA:DPM AGCHI/PT09 AGCHI/PT09 | CODORNIZES | AGCHI/PT09 | CHIMOIO | MANICA | NHAMADJESSA | S19 06 46,1 | E033 26 48,2 | 160 | 6.6 | 0.4 | 3 | 2000 | DPM | 2311 | 572 | 45 | 366.7156 | 205.2844 | 205284.4444 |  | 28 | 28.6 | 28600 | 543.4 | 2.222% | 12.0756 | 217.36 | 354.64
10141103 | PMT | TRANSFORMADOR | AGCHI/PT137 | TRANSFORMADOR MARCA:ABB AGCHI/PT137 AGCHI/PT137 | MOAGEM AGOSTINHO SITHOLE | AGCHI/PT137 | CHIMOIO | MANICA | Bairro nº 5 | S19 07 06,09 | E033 27 47,40 | 160 | 22 | 0.4 | 3 | 2000 | ABB | T-25201 | 572 | 45 | 366.7156 | 205.2844 | 205284.4444 |  | 28 | 28.6 | 28600 | 543.4 | 2.222% | 12.0756 | 217.36 | 354.64
10141103 | PMT | TRANSFORMADOR | PTS 76B | TRANSFORMADOR MARCA:DESTA POWER MATLA PTS 76B PTS 76B |  | PTS 76B | Matola | Liqueleva |  | 32.455121 | -25.907327 | 250 | 33 | 0.4 | 3Ø | 2000 | DESTA POWER MATLA | DT244/1 | 991 | 45 | 635.3411 | 355.6589 | 355658.8889 |  | 28 | 49.55 | 49550 | 941.45 | 2.222% | 20.9211 | 376.58 | 614.42
10141103 | PMT | TRANSFORMADOR | PT 135R | TRANSFORMADOR MARCA:Desta Power Malta PT 135R | Guava |  | Maputo |  |  | 32,6649953 | -25,7587374 | 100 | 33 | 0.4 | 3Φ | 2000 | Desta Power Malta | DT-255/22 | 763 | 45 | 489.1678 | 273.8322 | 273832.2222 |  | 28 | 38.15 | 38150 | 724.85 | 2.222% | 16.1078 | 289.94 | 473.06
10141103 | PMT | TRANSFORMADOR | PT 196 | TRANSFORMADOR MARCA:ABB PT 196 | Infulene |  | Maputo |  |  | 32,5304672 | -25,8832164 | 250 | 33 | 0,4 | 3Φ | 2000 | ABB | 00-44313/07 | 991 | 45 | 635.3411 | 355.6589 | 355658.8889 |  | 28 | 49.55 | 49550 | 941.45 | 2.222% | 20.9211 | 376.58 | 614.42
10141103 | PMT | TRANSFORMADOR | PT 105 | TRANSFORMADOR MARCA:ABB PT 105 | Mashava |  | Maputo |  |  | 32,4548774 | -25,8964148 | 500 | 33 | 0,4 | 3Φ | 2000 | ABB | T-16328 | 1200 | 45 | 769.3333 | 430.6667 | 430666.6667 |  | 28 | 60 | 60000 | 1140 | 2.222% | 25.3333 | 456 | 744
10141103 | PMT | TRANSFORMADOR | PTS 494 | TRANSFORMADOR MARCA:ABB PTS 494 | Mashava |  | Maputo |  |  | 32,4736059 | -25,8570517 | 250 | 33 | 0,4 | 3Φ | 2000 | ABB | 420-44313-1 | 991 | 45 | 635.3411 | 355.6589 | 355658.8889 |  | 28 | 49.55 | 49550 | 941.45 | 2.222% | 20.9211 | 376.58 | 614.42
10141103 | PMT | TRANSFORMADOR | PTS 260 | TRANSFORMADOR MARCA:ABB PTS 260 | Mashava |  | Maputo |  |  | 32,4299788 | -25,8621141 | 100 | 33 | 0,4 | 3Φ | 2000 | ABB | T-16323 | 763 | 45 | 489.1678 | 273.8322 | 273832.2222 |  | 28 | 38.15 | 38150 | 724.85 | 2.222% | 16.1078 | 289.94 | 473.06
10141103 | PMT | TRANSFORMADOR | PT 137R | TRANSFORMADOR MARCA:Desta Power Malta PT 137R | Katembe |  | Maputo |  |  | 32,5583107 | -25,9864824 | 400 | 33 | 0,4 | 3Φ | 2000 | Desta Power Malta | T2801/5 | 1039 | 45 | 666.1144 | 372.8856 | 372885.5556 |  | 28 | 51.95 | 51950 | 987.05 | 2.222% | 21.9344 | 394.82 | 644.18
10141103 | PMT | TRANSFORMADOR | PT 675 | TRANSFORMADOR MARCA:Desta Power Malta PT 675 | Bela Vista |  | Maputo |  |  | 32,6246536 | -26,3195702 | 160 | 33 | 0,4 | 3Φ | 2000 | Desta Power Malta | DT-256/30 | 991 | 45 | 635.3411 | 355.6589 | 355658.8889 |  | 28 | 49.55 | 49550 | 941.45 | 2.222% | 20.9211 | 376.58 | 614.42
10141103 | PMT | TRANSFORMADOR | PT 674 | TRANSFORMADOR MARCA:Efacec PT 674 | Bela Vista |  | Maputo |  |  | 32,5577795 | -26,3233398 | 100 | 33 | 0,4 | 3Φ | 2000 | Efacec | ? | 763 | 45 | 489.1678 | 273.8322 | 273832.2222 |  | 28 | 38.15 | 38150 | 724.85 | 2.222% | 16.1078 | 289.94 | 473.06
10141103 | PMT | TRANSFORMADOR | PT 45 RE | TRANSFORMADOR MARCA:Tusco Trafo PT 45 RE | Maxixe |  | Inhambane |  |  | 32,2789307 | -23,8699635 | 100 | 33 | 0,4 | 3Φ | 2000 | Tusco Trafo | 487854 | 763 | 45 | 489.1678 | 273.8322 | 273832.2222 |  | 28 | 38.15 | 38150 | 724.85 | 2.222% | 16.1078 | 289.94 | 473.06
10141103 | PMT | TRANSFORMADOR | AGXX/PTS0022 | TRANSFORMADOR MARCA:EFACEC AGXX/PTS0022 AGXX/PTS0022 | Julius Nyerere 1 Zama Zama | AGXX/PTS0022 | CHISSANO | Gaza |  | 24º 51974 | 033º 30.158 | 315 | 33 | 0.4 | 3 | 2000 | EFACEC | L000301.05 | 1039 | 45 | 666.1144 | 372.8856 | 372885.5556 |  | 28 | 51.95 | 51950 | 987.05 | 2.222% | 21.9344 | 394.82 | 644.18
10141103 | PMT | TRANSFORMADOR | AGXX/PTS0074 | TRANSFORMADOR MARCA:EFACEC AGXX/PTS0074 AGXX/PTS0074 | P. Lumumba Djasse | AGXX/PTS0074 | Gaza | Gaza |  | 25º 04.644 | 033º 40911 | 160 | 11 | 0.4 | 3 | 2000 | EFACEC | NO SERIAL | 572 | 45 | 366.7156 | 205.2844 | 205284.4444 |  | 28 | 28.6 | 28600 | 543.4 | 2.222% | 12.0756 | 217.36 | 354.64
10141103 | PMT | TRANSFORMADOR | AGXX/PTS0075 | TRANSFORMADOR MARCA:GEC P. DISTRIBUITION AGXX/PTS0075 AGXX/PTS0075 | USTM | AGXX/PTS0075 | Gaza | Gaza |  | 25º 04.846 | 033º 41.624 | 160 | 11 | 0.4 | 3 | 2000 | GEC P. DISTRIBUITION | F3258.4 | 572 | 45 | 366.7156 | 205.2844 | 205284.4444 |  | 28 | 28.6 | 28600 | 543.4 | 2.222% | 12.0756 | 217.36 | 354.64
10141103 | PMT | TRANSFORMADOR | AGXX/TPS0076 | TRANSFORMADOR MARCA:ACTOM AGXX/TPS0076 AGXX/TPS0076 | P. Lumumba 2000 | AGXX/TPS0076 | Gaza | Gaza |  | 25º 04.958 | 033º 41.236 | 200 | 11 | 0.4 | 3 | 2000 | ACTOM | 138561 | 572 | 45 | 366.7156 | 205.2844 | 205284.4444 |  | 28 | 28.6 | 28600 | 543.4 | 2.222% | 12.0756 | 217.36 | 354.64
10141103 | PMT | TRANSFORMADOR | AGXX/PTS0085 | TRANSFORMADOR MARCA:ALSTOM AGXX/PTS0085 AGXX/PTS0085 | Macamwine-Projecto Mercado | AGXX/PTS0085 | Gaza | Gaza |  | 25º 05.107 | 033º 42.200 | 200 | 11 | 0.4 | 3 | 2000 | ALSTOM | NO SERIAL | 572 | 45 | 366.7156 | 205.2844 | 205284.4444 |  | 28 | 28.6 | 28600 | 543.4 | 2.222% | 12.0756 | 217.36 | 354.64
10141103 | PMT | TRANSFORMADOR | AGXX/PTS0088 | TRANSFORMADOR MARCA:REVIVE AGXX/PTS0088 AGXX/PTS0088 | Macamwine 2 | AGXX/PTS0088 | Gaza | Gaza |  | 25º 05.332 | 033º 42.768 | 200 | 11 | 0.4 | 3 | 2000 | REVIVE | RET - 41326 | 572 | 45 | 366.7156 | 205.2844 | 205284.4444 |  | 28 | 28.6 | 28600 | 543.4 | 2.222% | 12.0756 | 217.36 | 354.64
10141103 | PMT | TRANSFORMADOR | AGXX/PTS0093 | TRANSFORMADOR MARCA:PME AGXX/PTS0093 AGXX/PTS0093 | Rotunda Praia | AGXX/PTS0093 | Gaza | Gaza |  | 25º 06.847 | 033º 43.819 | 200 | 11 | 0.4 | 3 | 2000 | PME | 160090017 | 572 | 45 | 366.7156 | 205.2844 | 205284.4444 |  | 28 | 28.6 | 28600 | 543.4 | 2.222% | 12.0756 | 217.36 | 354.64
10141103 | PMT | TRANSFORMADOR | AGXX/PTS0106 | TRANSFORMADOR MARCA:ACTOM AGXX/PTS0106 AGXX/PTS0106 | Bairro 2 Marien Nguaby | AGXX/PTS0106 | Gaza | Gaza |  | 25º 02.640 | 033º 42.380 | 315 | 11 | 0.4 | 3 | 2000 | ACTOM | 138561 | 840 | 45 | 538.5333 | 301.4667 | 301466.6667 |  | 28 | 42 | 42000 | 798 | 2.222% | 17.7333 | 319.2 | 520.8
10141103 | PMT | TRANSFORMADOR | AGXX/PTS0121 | TRANSFORMADOR MARCA:TM AGXX/PTS0121 AGXX/PTS0121 | Ndambine 2000 Mazione | AGXX/PTS0121 | Gaza | Gaza |  | 25º 02.965 | 033º 43.556 | 250 | 33 | 0.4 | 3 | 2000 | TM | 895518 | 991 | 45 | 635.3411 | 355.6589 | 355658.8889 |  | 28 | 49.55 | 49550 | 941.45 | 2.222% | 20.9211 | 376.58 | 614.42
10141103 | PMT | TRANSFORMADOR | AGCBT/PTS0184 | TRANSFORMADOR MARCA:EFACEC AGCBT/PTS0184 AGCBT/PTS0184 | Koca-Missava Mercado | AGCBT/PTS0184 | GESTÃO ZSC DE CHIBUTO | Gaza |  | 24° 47.710 | 033° 38.512 | 250 | 33 | 0.4 | 3 | 2000 | EFACEC | L000313.01 | 991 | 45 | 635.3411 | 355.6589 | 355658.8889 |  | 28 | 49.55 | 49550 | 941.45 | 2.222% | 20.9211 | 376.58 | 614.42
10141103 | PMT | TRANSFORMADOR | AGCBT/PTS0215 | TRANSFORMADOR MARCA:EFACEC AGCBT/PTS0215 AGCBT/PTS0215 | Carpintaria | AGCBT/PTS0215 | GESTÃO ZSC DE CHIBUTO | Gaza |  | 24° 41.384 | 033° 32.286 | 315 | 33 | 0.4 | 3 | 2000 | EFACEC | L000314/08 | 1039 | 45 | 666.1144 | 372.8856 | 372885.5556 |  | 28 | 51.95 | 51950 | 987.05 | 2.222% | 21.9344 | 394.82 | 644.18
10141103 | PMT | TRANSFORMADOR |  | TRANSFORMADOR MARCA:POWERTECH MONTEPUEZ | ZSCMP | MONTEPUEZ | MONTEPUEZ | Merige Localidade 03 |  | 13006’48,9” | 39000’58,0” | 160 | 33 | 0.4 | 3 | 2000 | POWERTECH | 20930603/01 | 991 | 45 | 635.3411 | 355.6589 | 355658.8889 |  | 28 | 49.55 | 49550 | 941.45 | 2.222% | 20.9211 | 376.58 | 614.42
10141103 | PMT | TRANSFORMADOR | PTS 6 | TRANSFORMADOR MARCA:Moçambique ANGOCHE PTS 6 |  | ANGOCHE | ANGOCHE | MAWIPE |  | 16°12.465 | 39°53.239 | 200 | 33KV | 400V | 3 | 2000 | Moçambique | 920903 | 991 | 45 | 635.3411 | 355.6589 | 355658.8889 |  | 28 | 49.55 | 49550 | 941.45 | 2.222% | 20.9211 | 376.58 | 614.42
10141103 | PMT | TRANSFORMADOR | PTS 14 | TRANSFORMADOR MARCA:Fuji Tusco ANGOCHE PTS 14 |  | ANGOCHE | ANGOCHE | PRAIA NOVA |  | 16°14.202 | 39°57.698 | 100 | 33KV | 400V | 3 | 2000 | Fuji Tusco | 58367 | 763 | 45 | 489.1678 | 273.8322 | 273832.2222 |  | 28 | 38.15 | 38150 | 724.85 | 2.222% | 16.1078 | 289.94 | 473.06
10141103 | PMT | TRANSFORMADOR | PTS 15 | TRANSFORMADOR MARCA:POWERTECH ANGOCHE PTS 15 |  | ANGOCHE | ANGOCHE | PRAIA MACHO |  | 16°13.688 | 39°58.455 | 50 | 33KV | 400V | 3 | 2000 | POWERTECH | 10828202/06 | 643 | 45 | 412.2344 | 230.7656 | 230765.5556 |  | 28 | 32.15 | 32150 | 610.85 | 2.222% | 13.5744 | 244.34 | 398.66
10141103 | PMT | TRANSFORMADOR | PTS 19 | TRANSFORMADOR MARCA:TUSCO-TRAFO ANGOCHE PTS 19 |  | ANGOCHE | ANGOCHE | NACOLOLO |  | 16°09.564 | 39°55.379 | 50 | 33KV | 400V | 3 | 2000 | TUSCO-TRAFO | 541774 | 643 | 45 | 412.2344 | 230.7656 | 230765.5556 |  | 28 | 32.15 | 32150 | 610.85 | 2.222% | 13.5744 | 244.34 | 398.66
10141103 | PMT | TRANSFORMADOR | PTS 24 | TRANSFORMADOR MARCA:Moçambique ANGOCHE PTS 24 |  | ANGOCHE | ANGOCHE | AEROPORTO |  | 16°10.440 | 39°56.892 | 50 | 33KV | 400V | 3 | 2000 | Moçambique | 895420 | 643 | 45 | 412.2344 | 230.7656 | 230765.5556 |  | 28 | 32.15 | 32150 | 610.85 | 2.222% | 13.5744 | 244.34 | 398.66
10141103 | PMT | TRANSFORMADOR | PTS 9 | TRANSFORMADOR MARCA:TM MOMA PTS 9 |  | MOMA | MOMA | B. KM6 |  | 16°43.188 | 39°11.864 | 50KVA | 22KV | 400V | 3 | 2000 | TM | SEM CHAPA DE CARACTERÍSTICA | 433 | 45 | 277.6011 | 155.3989 | 155398.8889 |  | 28 | 21.65 | 21650 | 411.35 | 2.222% | 9.1411 | 164.54 | 268.46
10141103 | PMT | TRANSFORMADOR | #VALUE! | #VALUE! |  | MONAPO | Meconta | Meconta Estacao |  | 14°57.486 | 39°50.190 | 200 | 33KV | 400V | 3 | 2000 | ITB | 735122 | 991 | 45 | 635.3411 | 355.6589 | 355658.8889 |  | 28 | 49.55 | 49550 | 941.45 | 2.222% | 20.9211 | 376.58 | 614.42
10141103 | AT | TRANSFORMADOR AUXILIAR | PS 4 | TRANSFORMADOR AUXILIAR MARCA:PAUWELS PS 4 PS 4 |  | PS 4 | Maxaquene |  |  |  |  | 630 | 11 | 0.4 | 3Ø | 2000 | PAUWELS | 72295 | 1200 | 45 | 769.3333 | 430.6667 | 430666.6667 |  | 28 | 60 | 60000 | 1140 | 2.222% | 25.3333 | 456 | 744
10141103 | MS | MINISUBESTAÇÃO | PT 159 | MINISUBESTAÇÃO MARCA:DPM PT 159 PT 159 |  | PT 159 | Maxaquene |  |  |  |  | 500 | 11 | 0.4 | 3Ø | 2001 | DPM | MS-118/12 | 2426 | 45 | 1606.5511 | 819.4489 | 819448.8889 |  | 29 | 121.3 | 121300 | 2304.7 | 2.222% | 51.2156 | 870.6644 | 1555.3356
10141103 | MS | MINISUBESTAÇÃO | PT 28 | MINISUBESTAÇÃO MARCA:ABB PT 28 |  |  | Maputo |  |  | 32,5937744 | -25,9677269 | 500 | 11 | 0,4 | 3Φ | 2001 | ABB | 1_13355 | 2426 | 45 | 1606.5511 | 819.4489 | 819448.8889 |  | 29 | 121.3 | 121300 | 2304.7 | 2.222% | 51.2156 | 870.6644 | 1555.3356
10141103 | MS | MINISUBESTAÇÃO | PT 35 | MINISUBESTAÇÃO MARCA:ABB PT 35 |  |  | Maputo |  |  | 32,5938635 | -25,9558695 | 500 | 11 | 0,4 | 3Φ | 2001 | ABB | T-18871 | 2426 | 45 | 1606.5511 | 819.4489 | 819448.8889 |  | 29 | 121.3 | 121300 | 2304.7 | 2.222% | 51.2156 | 870.6644 | 1555.3356
10141103 | MS | MINISUBESTAÇÃO | PTS 159 | MINISUBESTAÇÃO MARCA:TSS PTS 159 |  |  | Maputo |  |  | 32,6308772 | -25,9311472 | 800 | 11 | 0,4 | 3Φ | 2001 | TSS | T10608 | 3119 | 45 | 2065.4711 | 1053.5289 | 1053528.8889 |  | 29 | 155.95 | 155950 | 2963.05 | 2.222% | 65.8456 | 1119.3744 | 1999.6256
10141103 | MS | MINISUBESTAÇÃO | PT 249 | MINISUBESTAÇÃO MARCA: PT 249 |  |  | Maputo |  |  | 32,6317172 | -25,9262491 | 800 | 11 | 0,4 | 3Φ | 2001 |  |  | 3119 | 45 | 2065.4711 | 1053.5289 | 1053528.8889 |  | 29 | 155.95 | 155950 | 2963.05 | 2.222% | 65.8456 | 1119.3744 | 1999.6256
10141103 | MS | MINISUBESTAÇÃO | PTS 160 | MINISUBESTAÇÃO MARCA:NEI Transformers PTS 160 |  |  | Maputo |  |  | 32,6347338 | -25,9245065 | 200 | 11 | 0,4 | 3Φ | 2001 | NEI Transformers | 20428701/02 | 1733 | 45 | 1147.6311 | 585.3689 | 585368.8889 |  | 29 | 86.65 | 86650 | 1646.35 | 2.222% | 36.5856 | 621.9544 | 1111.0456
10141103 | MS | MINISUBESTAÇÃO | PT 121 | MINISUBESTAÇÃO MARCA: PT 121 |  |  | Maputo |  |  | 32,6392772 | -25,9232842 | 200 | 11 | 0,4 | 3Φ | 2001 |  |  | 1733 | 45 | 1147.6311 | 585.3689 | 585368.8889 |  | 29 | 86.65 | 86650 | 1646.35 | 2.222% | 36.5856 | 621.9544 | 1111.0456
10141103 | MS | MINISUBESTAÇÃO | PT ? | MINISUBESTAÇÃO MARCA:Desta Power Malta PT ? | Guava |  | Maputo |  |  | 32,6047184 | -25,7404538 | 160 | 33 | 0,4 | 3Φ | 2001 | Desta Power Malta | DT-256/19 | 3638 | 45 | 2409.1644 | 1228.8356 | 1228835.5556 |  | 29 | 181.9 | 181900 | 3456.1 | 2.222% | 76.8022 | 1305.6378 | 2332.3622
10141103 | MS | MINISUBESTAÇÃO | AGXX/PTS0104 | MINISUBESTAÇÃO MARCA:DESTA AGXX/PTS0104 AGXX/PTS0104 | B.3 M.Nguaby-Josué | AGXX/PTS0104 | Gaza | Gaza |  | 25º 02.565 | 033º 41.651 | 200 | 11 | 0.4 | 3 | 2001 | DESTA | MS-119/12 | 1733 | 45 | 1147.6311 | 585.3689 | 585368.8889 |  | 29 | 86.65 | 86650 | 1646.35 | 2.222% | 36.5856 | 621.9544 | 1111.0456
10141103 | GMT | TRANSFORMADOR |  | TRANSFORMADOR MARCA:OZGUNEY TETE-SUB | TETE | TETE-SUB | TETE | EMOMA |  | 562681.511 | 8213720.736 | 500 | 11 | 0.4 | 3 | 2001 | OZGUNEY | 82929 | 1016 | 45 | 672.8178 | 343.1822 | 343182.2222 |  | 29 | 50.8 | 50800 | 965.2 | 2.222% | 21.4489 | 364.6311 | 651.3689
10141103 | GMT | TRANSFORMADOR |  | TRANSFORMADOR MARCA:ASTOR MATAMBO-SUB | TETE | MATAMBO-SUB | TETE | NHART-FIPAG |  | 561485.272 | 8212732.386 | 250 | 33 | 0.4 | 3 | 2001 | ASTOR | DT-227/1 | 991 | 45 | 656.2622 | 334.7378 | 334737.7778 |  | 29 | 49.55 | 49550 | 941.45 | 2.222% | 20.9211 | 355.6589 | 635.3411
10141103 | GMT | TRANSFORMADOR | PTS59 | TRANSFORMADOR MARCA: PTS59 |  |  | NAMPULA | BAIRRO DE NAUMTEQUELIUA- PRÓXIMO PONTECA 4ª ESQUADRA |  | 15°7'5.938" | 39°17'0.410" | 250 | 11 | 400V | 3 | 2001 |  |  | 840 | 45 | 556.2667 | 283.7333 | 283733.3333 |  | 29 | 42 | 42000 | 798 | 2.222% | 17.7333 | 301.4667 | 538.5333
10141103 | GMT | TRANSFORMADOR | PTS87 | TRANSFORMADOR MARCA: PTS87 |  |  | Nampula | BAIRRO DE MUATALA - NOS PAIÕES |  | 15°8'15.865" | 39°14'57.297" | 500 | 33 | 400V | 3 | 2001 |  |  | 1200 | 45 | 794.6667 | 405.3333 | 405333.3333 |  | 29 | 60 | 60000 | 1140 | 2.222% | 25.3333 | 430.6667 | 769.3333
10141103 | GMT | TRANSFORMADOR | PTS 25 | TRANSFORMADOR MARCA:EMTA ANGOCHE PTS 25 |  | ANGOCHE | ANGOCHE | INGURE |  | 16°12.810 | 39°53.779 | 200 | 33KV | 400V | 3 | 2001 | EMTA |  | 991 | 45 | 656.2622 | 334.7378 | 334737.7778 |  | 29 | 49.55 | 49550 | 941.45 | 2.222% | 20.9211 | 355.6589 | 635.3411
10141103 | GMT | TRANSFORMADOR | PTS 1 | TRANSFORMADOR MARCA:EFACEC ANGOCHE PTS 1 |  | ANGOCHE | LARDE | LARDE |  | S 16⁰28.946 | E039⁰42.964 | 200 | 22KV | 400V | 3 | 2001 | EFACEC |  | 991 | 45 | 656.2622 | 334.7378 | 334737.7778 |  | 29 | 49.55 | 49550 | 941.45 | 2.222% | 20.9211 | 355.6589 | 635.3411
10141103 | GMT | TRANSFORMADOR | PTS 7 | TRANSFORMADOR MARCA:EFACEC ANGOCHE PTS 7 |  | ANGOCHE | LARDE | HOSPITAL |  | S 16⁰33.332 | E 039⁰ 36416 | 100 | 22KV | 400V | 3 | 2001 | EFACEC |  | 763 | 45 | 505.2756 | 257.7244 | 257724.4444 |  | 29 | 38.15 | 38150 | 724.85 | 2.222% | 16.1078 | 273.8322 | 489.1678
10141103 | GMT | TRANSFORMADOR | PTS 4 | TRANSFORMADOR MARCA:ZENT ANGOCHE PTS 4 |  | ANGOCHE | NAMETORIA | NATIRE MERCADO |  | 16°05.836 | 39°38.979 | 100 | 33KV | 400V | 3 | 2001 | ZENT |  | 763 | 45 | 505.2756 | 257.7244 | 257724.4444 |  | 29 | 38.15 | 38150 | 724.85 | 2.222% | 16.1078 | 273.8322 | 489.1678
10141103 | GMT | TRANSFORMADOR | PTS 9 | TRANSFORMADOR MARCA:PME ANGOCHE PTS 9 |  | ANGOCHE | NAMETORIA | N'THUPO |  | 16°04.059 | 39°33.553 | 50 | 33KV | 400V | 3 | 2001 | PME |  | 643 | 45 | 425.8089 | 217.1911 | 217191.1111 |  | 29 | 32.15 | 32150 | 610.85 | 2.222% | 13.5744 | 230.7656 | 412.2344
10141103 | GMT | TRANSFORMADOR | 32 | TRANSFORMADOR MARCA: NACALA 32 |  | NACALA | Nacala-Porto | C. Alta ( Belmonte) |  | 14°33.486 | 40°41.209 | 315 | 11KV | 400V | 3 | 2001 |  |  | 840 | 45 | 556.2667 | 283.7333 | 283733.3333 |  | 29 | 42 | 42000 | 798 | 2.222% | 17.7333 | 301.4667 | 538.5333
10141103 | GMT | TRANSFORMADOR | 33 | TRANSFORMADOR MARCA: MONAPO 33 |  | MONAPO | Ilha de Moc. | Museu/ Sporting |  | 15°01.887 | 40°44.387 | 250 | 11KV | 400V | 3 | 2001 |  |  | 840 | 45 | 556.2667 | 283.7333 | 283733.3333 |  | 29 | 42 | 42000 | 798 | 2.222% | 17.7333 | 301.4667 | 538.5333
10141103 | GMT | TRANSFORMADOR | 34 | TRANSFORMADOR MARCA: MONAPO 34 |  | MONAPO | Ilha de Moc. | EDM Escritorio |  | 15°02.156 | 40°44.220 | 315 | 11KV | 400V | 3 | 2001 |  |  | 840 | 45 | 556.2667 | 283.7333 | 283733.3333 |  | 29 | 42 | 42000 | 798 | 2.222% | 17.7333 | 301.4667 | 538.5333
10141103 | GMT | TRANSFORMADOR | PTS 56 | TRANSFORMADOR MARCA:ABB PTS 56 PTS 56 |  | PTS 56 | Matola | Matola G |  | 32.459487 | -25.938911 | 200 | 33 | 0.4 | 3Ø | 2001 | ABB | T-18839 | 991 | 45 | 656.2622 | 334.7378 | 334737.7778 |  | 29 | 49.55 | 49550 | 941.45 | 2.222% | 20.9211 | 355.6589 | 635.3411
10141103 | GMT | TRANSFORMADOR | PT 141R | TRANSFORMADOR MARCA:Desta Power Malta PT 141R | Katembe |  | Maputo |  |  | 32,5665658 | -26,0117942 | 400 | 33 | 0,4 | 3Φ | 2001 | Desta Power Malta | T-2801/1 | 1039 | 45 | 688.0489 | 350.9511 | 350951.1111 |  | 29 | 51.95 | 51950 | 987.05 | 2.222% | 21.9344 | 372.8856 | 666.1144
10141103 | GMT | TRANSFORMADOR | PTS59 | TRANSFORMADOR MARCA:EFACEC PTS59 |  |  | NAMPULA | BAIRRO DE NAUMTEQUELIUA- PRÓXIMO PONTECA 4ª ESQUADRA |  | 15°7'5.938" | 39°17'0.410" | 250 | 11 | 400V | 3 | 2001 | EFACEC | L000223,01 | 840 | 45 | 556.2667 | 283.7333 | 283733.3333 |  | 29 | 42 | 42000 | 798 | 2.222% | 17.7333 | 301.4667 | 538.5333
10141103 | GMT | TRANSFORMADOR | PTS87 | TRANSFORMADOR MARCA:Power Tech PTS87 |  |  | Nampula | BAIRRO DE MUATALA - NOS PAIÕES |  | 15°8'15.865" | 39°14'57.297" | 500 | 33 | 400V | 3 | 2001 | Power Tech | 20923301/01 | 1200 | 45 | 794.6667 | 405.3333 | 405333.3333 |  | 29 | 60 | 60000 | 1140 | 2.222% | 25.3333 | 430.6667 | 769.3333
10141103 | GMT | TRANSFORMADOR | PTS 25 | TRANSFORMADOR MARCA:ASTOR ANGOCHE PTS 25 |  | ANGOCHE | ANGOCHE | INGURE |  | 16°12.810 | 39°53.779 | 200 | 33KV | 400V | 3 | 2001 | ASTOR | 17-01469 | 991 | 45 | 656.2622 | 334.7378 | 334737.7778 |  | 29 | 49.55 | 49550 | 941.45 | 2.222% | 20.9211 | 355.6589 | 635.3411
10141103 | GMT | TRANSFORMADOR | PTS 7 | TRANSFORMADOR MARCA:POWERTECH ANGOCHE PTS 7 |  | ANGOCHE | LARDE | HOSPITAL |  | S 16⁰33.332 | E 039⁰ 36416 | 100 | 22KV | 400V | 3 | 2001 | POWERTECH | 10762401/02 | 763 | 45 | 505.2756 | 257.7244 | 257724.4444 |  | 29 | 38.15 | 38150 | 724.85 | 2.222% | 16.1078 | 273.8322 | 489.1678
10141103 | GMT | TRANSFORMADOR | PTS 4 | TRANSFORMADOR MARCA:TUSCO-TRAFO ANGOCHE PTS 4 |  | ANGOCHE | NAMETORIA | NATIRE MERCADO |  | 16°05.836 | 39°38.979 | 100 | 33KV | 400V | 3 | 2001 | TUSCO-TRAFO | 11325-T4 | 763 | 45 | 505.2756 | 257.7244 | 257724.4444 |  | 29 | 38.15 | 38150 | 724.85 | 2.222% | 16.1078 | 273.8322 | 489.1678
10141103 | GMT | TRANSFORMADOR | PTS 9 | TRANSFORMADOR MARCA:Marca Chinesa ANGOCHE PTS 9 |  | ANGOCHE | NAMETORIA | N'THUPO |  | 16°04.059 | 39°33.553 | 50 | 33KV | 400V | 3 | 2001 | Marca Chinesa | 20090764 | 643 | 45 | 425.8089 | 217.1911 | 217191.1111 |  | 29 | 32.15 | 32150 | 610.85 | 2.222% | 13.5744 | 230.7656 | 412.2344
10141103 | GMT | TRANSFORMADOR | 32 | TRANSFORMADOR MARCA:ALSTON NACALA 32 |  | NACALA | Nacala-Porto | C. Alta ( Belmonte) |  | 14°33.486 | 40°41.209 | 315 | 11KV | 400V | 3 | 2001 | ALSTON | 02985/01/183 | 840 | 45 | 556.2667 | 283.7333 | 283733.3333 |  | 29 | 42 | 42000 | 798 | 2.222% | 17.7333 | 301.4667 | 538.5333
10141103 | GMT | TRANSFORMADOR | 33 | TRANSFORMADOR MARCA:EFACEC MONAPO 33 |  | MONAPO | Ilha de Moc. | Museu/ Sporting |  | 15°01.887 | 40°44.387 | 250 | 11KV | 400V | 3 | 2001 | EFACEC | S/Chapa | 840 | 45 | 556.2667 | 283.7333 | 283733.3333 |  | 29 | 42 | 42000 | 798 | 2.222% | 17.7333 | 301.4667 | 538.5333
10141103 | GMT | TRANSFORMADOR | 34 | TRANSFORMADOR MARCA:DPM MONAPO 34 |  | MONAPO | Ilha de Moc. | EDM Escritorio |  | 15°02.156 | 40°44.220 | 315 | 11KV | 400V | 3 | 2001 | DPM | 30644002 | 840 | 45 | 556.2667 | 283.7333 | 283733.3333 |  | 29 | 42 | 42000 | 798 | 2.222% | 17.7333 | 301.4667 | 538.5333
10141103 | GMT | TRANSFORMADOR |  | TRANSFORMADOR MARCA:POWERTECH PTS 1002 |  | PTS 1002 | MOCUBA |  |  | S16 50 17.41 | E036 59 04.10 | 315 | 11 | 0,4 | 3 | 2001 | POWERTECH | 20793502 | 840 | 45 | 556.2667 | 283.7333 | 283733.3333 |  | 29 | 42 | 42000 | 798 | 2.222% | 17.7333 | 301.4667 | 538.5333
10141103 | GMT | TRANSFORMADOR | AUX | TRANSFORMADOR MARCA:Pauwels MATOLA RIO AUX |  | MATOLA RIO | MATOLA RIO |  | RURAL |  |  | 250 | 33 | 0.4 | 3 | 2001 | Pauwels | 110806 | 991 | 45 | 656.2622 | 334.7378 | 334737.7778 |  | 29 | 49.55 | 49550 | 941.45 | 2.222% | 20.9211 | 355.6589 | 635.3411
10141103 | PMT | TRANSFORMADOR |  | TRANSFORMADOR MARCA:ABB SE-MANJE | TETE | SE-MANJE | ULONGUE | DIMBA |  | 646507.301 | 8373322.742 | 200 | 33 | 0.4 | 3 | 2001 | ABB | T-18836 | 991 | 45 | 656.2622 | 334.7378 | 334737.7778 |  | 29 | 49.55 | 49550 | 941.45 | 2.222% | 20.9211 | 355.6589 | 635.3411
10141103 | PMT | TRANSFORMADOR |  | TRANSFORMADOR MARCA:EFACEC SE-JINDAL | TETE | SE-JINDAL | CHITIMA | 25 JUMBO |  | 475558.432 | 8258983.113 | 160 | 33 | 0.4 | 3 | 2001 | EFACEC | K 008252 | 991 | 45 | 656.2622 | 334.7378 | 334737.7778 |  | 29 | 49.55 | 49550 | 941.45 | 2.222% | 20.9211 | 355.6589 | 635.3411
10141103 | PMT | TRANSFORMADOR |  | TRANSFORMADOR MARCA:ABB SE-ZEZA/ZIMBABWE | TETE | SE-ZEZA/ZIMBABWE | MUCUMBURA | SEDE-P ADMINIST. |  | 359868.966 | 8209413.018 | 315 | 11 | 0.4 | 3 | 2001 | ABB | 44315/2 | 840 | 45 | 556.2667 | 283.7333 | 283733.3333 |  | 29 | 42 | 42000 | 798 | 2.222% | 17.7333 | 301.4667 | 538.5333
10141103 | PMT | TRANSFORMADOR |  | TRANSFORMADOR MARCA:ABB SE-ZEZA/ZIMBABWE | TETE | SE-ZEZA/ZIMBABWE | MUCUMBURA | MASSALA |  | 360877.776 | 8209641.497 | 100 | 11 | 0.4 | 3 | 2001 | ABB | 44315/9 | 445 | 45 | 294.6889 | 150.3111 | 150311.1111 |  | 29 | 22.25 | 22250 | 422.75 | 2.222% | 9.3944 | 159.7056 | 285.2944
10141103 | PMT | TRANSFORMADOR | PTS 23 | TRANSFORMADOR MARCA:EMTA ANGOCHE PTS 23 |  | ANGOCHE | ANGOCHE | MULAPANE |  | 16°02.113 | 40°05.997 | 50 | 33KV | 400V | 3 | 2001 | EMTA |  | 643 | 45 | 425.8089 | 217.1911 | 217191.1111 |  | 29 | 32.15 | 32150 | 610.85 | 2.222% | 13.5744 | 230.7656 | 412.2344
10141103 | PMT | TRANSFORMADOR | PTS 5 | TRANSFORMADOR MARCA:EFACEC MOMA PTS 5 |  | MOMA | MOMA | N.CAMPO |  | 16°44.462 | 39°12.479 | 100KVA | 22KV | 400V | 3 | 2001 | EFACEC |  | 445 | 45 | 294.6889 | 150.3111 | 150311.1111 |  | 29 | 22.25 | 22250 | 422.75 | 2.222% | 9.3944 | 159.7056 | 285.2944
10141103 | PMT | TRANSFORMADOR | PTS 10 | TRANSFORMADOR MARCA:ITB MOMA PTS 10 |  | MOMA | MOMA | MUCOROGE |  | 16°47.868 | 39°08.989 | 160KVA | 22KV | 400V | 3 | 2001 | ITB |  | 572 | 45 | 378.7911 | 193.2089 | 193208.8889 |  | 29 | 28.6 | 28600 | 543.4 | 2.222% | 12.0756 | 205.2844 | 366.7156
10141103 | PMT | TRANSFORMADOR | 7 | TRANSFORMADOR MARCA: NACALA 7 |  | NACALA | Nacala-Porto | Bairro Ribáwe |  | 14°31.315 | 40°41.406 | 500 | 33KV | 400V | 3 | 2001 |  |  | 1200 | 45 | 794.6667 | 405.3333 | 405333.3333 |  | 29 | 60 | 60000 | 1140 | 2.222% | 25.3333 | 430.6667 | 769.3333
10141103 | PMT | TRANSFORMADOR | 8 | TRANSFORMADOR MARCA: NACALA 8 |  | NACALA | Nacala-Porto | Bairro Mathápue |  | 14°32.538 | 40°41.987 | 500 | 33KV | 400V | 3 | 2001 |  |  | 1200 | 45 | 794.6667 | 405.3333 | 405333.3333 |  | 29 | 60 | 60000 | 1140 | 2.222% | 25.3333 | 430.6667 | 769.3333
10141103 | PMT | TRANSFORMADOR | 9 | TRANSFORMADOR MARCA: NACALA 9 |  | NACALA | Nacala-Porto | Zona do Royal Plastic |  | 14°35.083 | 40°40.898 | 315 | 33KV | 400V | 3 | 2001 |  |  | 1039 | 45 | 688.0489 | 350.9511 | 350951.1111 |  | 29 | 51.95 | 51950 | 987.05 | 2.222% | 21.9344 | 372.8856 | 666.1144
10141103 | PMT | TRANSFORMADOR | 10 | TRANSFORMADOR MARCA: NACALA 10 |  | NACALA | Nacala-Porto | RIII ( Aguas) |  | 14°33.139 | 40°41.088 | 315 | 33KV | 400V | 3 | 2001 |  |  | 1039 | 45 | 688.0489 | 350.9511 | 350951.1111 |  | 29 | 51.95 | 51950 | 987.05 | 2.222% | 21.9344 | 372.8856 | 666.1144
10141103 | PMT | TRANSFORMADOR | 11 | TRANSFORMADOR MARCA: NACALA 11 |  | NACALA | Nacala-Porto | Naherenque I |  | 14°27.452 | 40°41.275 | 250 | 33KV | 400V | 3 | 2001 |  |  | 991 | 45 | 656.2622 | 334.7378 | 334737.7778 |  | 29 | 49.55 | 49550 | 941.45 | 2.222% | 20.9211 | 355.6589 | 635.3411
10141103 | PMT | TRANSFORMADOR | 12 | TRANSFORMADOR MARCA: NACALA 12 |  | NACALA | Nacala-Porto | Bairro Tielela |  | 14°34.014 | 40°40.489 | 200 | 11KV | 400V | 3 | 2001 |  |  | 572 | 45 | 378.7911 | 193.2089 | 193208.8889 |  | 29 | 28.6 | 28600 | 543.4 | 2.222% | 12.0756 | 205.2844 | 366.7156
10141103 | PMT | TRANSFORMADOR | 17 | TRANSFORMADOR MARCA: NACALA 17 |  | NACALA | Nacala-Porto | Maiaia ( EP2 Maiaia ) |  | 14°32.307 | 40°40.935 | 315 | 11KV | 400V | 3 | 2001 |  |  | 840 | 45 | 556.2667 | 283.7333 | 283733.3333 |  | 29 | 42 | 42000 | 798 | 2.222% | 17.7333 | 301.4667 | 538.5333
10141103 | PMT | TRANSFORMADOR | 18 | TRANSFORMADOR MARCA: NACALA 18 |  | NACALA | Nacala-Porto | Hospital Geral de Nacala |  | 14°32.903 | 40°41.080 | 200 | 11KV | 400V | 3 | 2001 |  |  | 572 | 45 | 378.7911 | 193.2089 | 193208.8889 |  | 29 | 28.6 | 28600 | 543.4 | 2.222% | 12.0756 | 205.2844 | 366.7156
10141103 | PMT | TRANSFORMADOR | 19 | TRANSFORMADOR MARCA: NACALA 19 |  | NACALA | Nacala-Porto | Muzuane ADPP |  | 14°30.373 | 40°40.581 | 22 | 33KV | 400V | 3 | 2001 |  |  | 643 | 45 | 425.8089 | 217.1911 | 217191.1111 |  | 29 | 32.15 | 32150 | 610.85 | 2.222% | 13.5744 | 230.7656 | 412.2344
10141103 | PMT | TRANSFORMADOR | 20 | TRANSFORMADOR MARCA: NACALA 20 |  | NACALA | Nacala-Porto | Bairro Triângulo |  | 14°33.957 | 40°41.112 | 500 | 33KV | 400V | 3 | 2001 |  |  | 1200 | 45 | 794.6667 | 405.3333 | 405333.3333 |  | 29 | 60 | 60000 | 1140 | 2.222% | 25.3333 | 430.6667 | 769.3333
10141103 | PMT | TRANSFORMADOR | 21 | TRANSFORMADOR MARCA: NACALA 21 |  | NACALA | Nacala-Porto | Bairro Mocone |  | 14°32.363 | 40°41.506 | 500 | 33KV | 400V | 3 | 2001 |  |  | 1200 | 45 | 794.6667 | 405.3333 | 405333.3333 |  | 29 | 60 | 60000 | 1140 | 2.222% | 25.3333 | 430.6667 | 769.3333
10141103 | PMT | TRANSFORMADOR | 22 | TRANSFORMADOR MARCA: NACALA 22 |  | NACALA | Nacala-Porto | PTS B. Mathapue na zona da Esc. Cristo é Vida |  | 14°32.955 | 40°42.190 | 315 | 33KV | 400V | 3 | 2001 |  |  | 1039 | 45 | 688.0489 | 350.9511 | 350951.1111 |  | 29 | 51.95 | 51950 | 987.05 | 2.222% | 21.9344 | 372.8856 | 666.1144
10141103 | PMT | TRANSFORMADOR | 23 | TRANSFORMADOR MARCA: NACALA 23 |  | NACALA | Nacala-Porto | Praia, Zona do Farol |  | 14°29.147 | 40°41.062 | 200 | 33KV | 400V | 3 | 2001 |  |  | 991 | 45 | 656.2622 | 334.7378 | 334737.7778 |  | 29 | 49.55 | 49550 | 941.45 | 2.222% | 20.9211 | 355.6589 | 635.3411
10141103 | PMT | TRANSFORMADOR | 24 | TRANSFORMADOR MARCA: NACALA 24 |  | NACALA | Nacala-Porto | Muanona - Cruz.Nacala-a-Velha |  | 14°37.614 | 40°40.998 | 250 | 33KV | 400V | 3 | 2001 |  |  | 991 | 45 | 656.2622 | 334.7378 | 334737.7778 |  | 29 | 49.55 | 49550 | 941.45 | 2.222% | 20.9211 | 355.6589 | 635.3411
10141103 | PMT | TRANSFORMADOR | 26 | TRANSFORMADOR MARCA: NACALA 26 |  | NACALA | Nacala-Porto | Nacotho |  | 14°42.076 | 40°40.527 | 50 | 33KV | 400V | 3 | 2001 |  |  | 643 | 45 | 425.8089 | 217.1911 | 217191.1111 |  | 29 | 32.15 | 32150 | 610.85 | 2.222% | 13.5744 | 230.7656 | 412.2344
10141103 | PMT | TRANSFORMADOR | 27 | TRANSFORMADOR MARCA: NACALA 27 |  | NACALA | Nacala-Porto | Quissimajulo no Hospital |  | 14°30.809 | 40°47.114 | 50 | 33KV | 400V | 3 | 2001 |  |  | 643 | 45 | 425.8089 | 217.1911 | 217191.1111 |  | 29 | 32.15 | 32150 | 610.85 | 2.222% | 13.5744 | 230.7656 | 412.2344
10141103 | PMT | TRANSFORMADOR | 28 | TRANSFORMADOR MARCA: NACALA 28 |  | NACALA | Nacala-Porto | Kwanza |  | 14°33.230 | 40°42.153 | 500 | 33KV | 400V | 3 | 2001 |  |  | 1200 | 45 | 794.6667 | 405.3333 | 405333.3333 |  | 29 | 60 | 60000 | 1140 | 2.222% | 25.3333 | 430.6667 | 769.3333
10141103 | PMT | TRANSFORMADOR | 29 | TRANSFORMADOR MARCA: NACALA 29 |  | NACALA | Nacala-Porto | Quissimajulo mercado |  | 14°30.508 | 40°47.629 | 100 | 33KV | 400V | 3 | 2001 |  |  | 763 | 45 | 505.2756 | 257.7244 | 257724.4444 |  | 29 | 38.15 | 38150 | 724.85 | 2.222% | 16.1078 | 273.8322 | 489.1678
10141103 | PMT | TRANSFORMADOR | 30 | TRANSFORMADOR MARCA: NACALA 30 |  | NACALA | Nacala-Porto | PT Novo I Zona do Rufino |  | 14°33.722 | 40°41.398 | 200 | 33KV | 400V | 3 | 2001 |  |  | 991 | 45 | 656.2622 | 334.7378 | 334737.7778 |  | 29 | 49.55 | 49550 | 941.45 | 2.222% | 20.9211 | 355.6589 | 635.3411
10141103 | PMT | TRANSFORMADOR | 31 | TRANSFORMADOR MARCA: NACALA 31 |  | NACALA | Nacala-Porto | PT Novo II (Ontupaia) |  | 14°33.765 | 40°41.631 | 250 | 33KV | 400V | 3 | 2001 |  |  | 991 | 45 | 656.2622 | 334.7378 | 334737.7778 |  | 29 | 49.55 | 49550 | 941.45 | 2.222% | 20.9211 | 355.6589 | 635.3411
10141103 | PMT | TRANSFORMADOR | 33 | TRANSFORMADOR MARCA: NACALA 33 |  | NACALA | Nacala-Porto | PT Novo III Zona parque do Bebe Nauaia |  | 14°31.775 | 40°41.778 | 250 | 33KV | 400V | 3 | 2001 |  |  | 991 | 45 | 656.2622 | 334.7378 | 334737.7778 |  | 29 | 49.55 | 49550 | 941.45 | 2.222% | 20.9211 | 355.6589 | 635.3411
10141103 | PMT | TRANSFORMADOR | 34 | TRANSFORMADOR MARCA: NACALA 34 |  | NACALA | Nacala-Porto | PT Novo IV Zona do Rachide |  | 14°31.012 | 40°47.810 | 200 | 33KV | 400V | 3 | 2001 |  |  | 991 | 45 | 656.2622 | 334.7378 | 334737.7778 |  | 29 | 49.55 | 49550 | 941.45 | 2.222% | 20.9211 | 355.6589 | 635.3411
10141103 | PMT | TRANSFORMADOR | 36 | TRANSFORMADOR MARCA: NACALA 36 |  | NACALA | Nacala-Porto | PT Cruzamento Matibane |  | 14°39.745 | 40°40.692 | 200 | 33KV | 400V | 3 | 2001 |  |  | 991 | 45 | 656.2622 | 334.7378 | 334737.7778 |  | 29 | 49.55 | 49550 | 941.45 | 2.222% | 20.9211 | 355.6589 | 635.3411
10141103 | PMT | TRANSFORMADOR | 37 | TRANSFORMADOR MARCA: NACALA 37 |  | NACALA | Nacala-Porto | Naherenque II (Novo)-Decresce |  | 14°28.403 | 40°41.064 | 200 | 33KV | 400V | 3 | 2001 |  |  | 991 | 45 | 656.2622 | 334.7378 | 334737.7778 |  | 29 | 49.55 | 49550 | 941.45 | 2.222% | 20.9211 | 355.6589 | 635.3411
10141103 | PMT | TRANSFORMADOR | 38 | TRANSFORMADOR MARCA: NACALA 38 |  | NACALA | Nacala-Porto | Ontupaia Nacurrula |  | 14°33.984 | 40°41.896 | 315 | 33KV | 400V | 3 | 2001 |  |  | 1039 | 45 | 688.0489 | 350.9511 | 350951.1111 |  | 29 | 51.95 | 51950 | 987.05 | 2.222% | 21.9344 | 372.8856 | 666.1144
10141103 | PMT | TRANSFORMADOR | 39 | TRANSFORMADOR MARCA: NACALA 39 |  | NACALA | Nacala-Porto | PTS B.Triângulo(Zona do Bispo) |  | 14°33.545 | 40°40.790 | 200 | 33KV | 400V | 3 | 2001 |  |  | 991 | 45 | 656.2622 | 334.7378 | 334737.7778 |  | 29 | 49.55 | 49550 | 941.45 | 2.222% | 20.9211 | 355.6589 | 635.3411
10141103 | PMT | TRANSFORMADOR | 40 | TRANSFORMADOR MARCA: NACALA 40 |  | NACALA | Nacala-Porto | PTS Muzuane Novo depois do Cruz na Escola |  | 14°30.311 | 40°41.770 | 200 | 33KV | 400V | 3 | 2001 |  |  | 991 | 45 | 656.2622 | 334.7378 | 334737.7778 |  | 29 | 49.55 | 49550 | 941.45 | 2.222% | 20.9211 | 355.6589 | 635.3411
10141103 | PMT | TRANSFORMADOR | 42 | TRANSFORMADOR MARCA: NACALA 42 |  | NACALA | Nacala-Porto | Naherengue Thamole |  | 14°27.543 | 40°40.844 | 250 | 33KV | 400V | 3 | 2001 |  |  | 991 | 45 | 656.2622 | 334.7378 | 334737.7778 |  | 29 | 49.55 | 49550 | 941.45 | 2.222% | 20.9211 | 355.6589 | 635.3411
10141103 | PMT | TRANSFORMADOR | 47 | TRANSFORMADOR MARCA: NACALA 47 |  | NACALA | Nacala-Porto | PTS Nacurrula, S. Vicente |  | 14°34.111 | 40°42.274 | 200 | 33KV | 400V | 3 | 2001 |  |  | 991 | 45 | 656.2622 | 334.7378 | 334737.7778 |  | 29 | 49.55 | 49550 | 941.45 | 2.222% | 20.9211 | 355.6589 | 635.3411
10141103 | PMT | TRANSFORMADOR | 48 | TRANSFORMADOR MARCA: NACALA 48 |  | NACALA | Nacala-Porto | PTS Ambar |  | 14°36.466 | 40°41.067 | 100 | 33KV | 400V | 3 | 2001 |  |  | 763 | 45 | 505.2756 | 257.7244 | 257724.4444 |  | 29 | 38.15 | 38150 | 724.85 | 2.222% | 16.1078 | 273.8322 | 489.1678
10141103 | PMT | TRANSFORMADOR | 49 | TRANSFORMADOR MARCA: NACALA 49 |  | NACALA | Nacala-Porto | Quissimajulo III Na entrada - |  | 14°31.012 | 40°41.779 | 16 | 33KV | 400V | 3 | 2001 |  |  | 643 | 45 | 425.8089 | 217.1911 | 217191.1111 |  | 29 | 32.15 | 32150 | 610.85 | 2.222% | 13.5744 | 230.7656 | 412.2344
10141103 | PMT | TRANSFORMADOR | 50 | TRANSFORMADOR MARCA: NACALA 50 |  | NACALA | Nacala-Porto | PTS Ontupaia Z da colega Gilda |  | 14°34.919 | 40°41.186 | 315 | 33KV | 400V | 3 | 2001 |  |  | 1039 | 45 | 688.0489 | 350.9511 | 350951.1111 |  | 29 | 51.95 | 51950 | 987.05 | 2.222% | 21.9344 | 372.8856 | 666.1144
10141103 | PMT | TRANSFORMADOR | 52 | TRANSFORMADOR MARCA: NACALA 52 |  | NACALA | Nacala-Porto | Zona do colega Muanahomo |  | 14°33.107 | 40°41.674 | 200 | 33KV | 400V | 3 | 2001 |  |  | 991 | 45 | 656.2622 | 334.7378 | 334737.7778 |  | 29 | 49.55 | 49550 | 941.45 | 2.222% | 20.9211 | 355.6589 | 635.3411
10141103 | PMT | TRANSFORMADOR | 53 | TRANSFORMADOR MARCA: NACALA 53 |  | NACALA | Nacala-Porto | PTS Zona do colega Chalenga |  | 14°33.348 | 40°41.817 | 250 | 33KV | 400V | 3 | 2001 |  |  | 991 | 45 | 656.2622 | 334.7378 | 334737.7778 |  | 29 | 49.55 | 49550 | 941.45 | 2.222% | 20.9211 | 355.6589 | 635.3411
10141103 | PMT | TRANSFORMADOR | 54 | TRANSFORMADOR MARCA: NACALA 54 |  | NACALA | Nacala-Porto | PTS Bairro Nauaia Prox. Da Escola. |  | 14°31.637 | 40°41.967 | 200 | 33KV | 400V | 3 | 2001 |  |  | 991 | 45 | 656.2622 | 334.7378 | 334737.7778 |  | 29 | 49.55 | 49550 | 941.45 | 2.222% | 20.9211 | 355.6589 | 635.3411
10141103 | PMT | TRANSFORMADOR | 55 | TRANSFORMADOR MARCA: NACALA 55 |  | NACALA | Nacala-Porto | Barragem |  | 14°43.287 | 40°31.977 | 500 | 33KV | 400V | 3 | 2001 |  |  | 1200 | 45 | 794.6667 | 405.3333 | 405333.3333 |  | 29 | 60 | 60000 | 1140 | 2.222% | 25.3333 | 430.6667 | 769.3333
10141103 | PMT | TRANSFORMADOR | 56 | TRANSFORMADOR MARCA: NACALA 56 |  | NACALA | Nacala-Porto | PTS Ontupaia Zona do sr. Malaço |  | 14°34.129 | 40°41.351 | 160 | 33KV | 400V | 3 | 2001 |  |  | 991 | 45 | 656.2622 | 334.7378 | 334737.7778 |  | 29 | 49.55 | 49550 | 941.45 | 2.222% | 20.9211 | 355.6589 | 635.3411
10141103 | PMT | TRANSFORMADOR | 57 | TRANSFORMADOR MARCA: NACALA 57 |  | NACALA | Nacala-Porto | PTS Ontupaia Expansão na Zona da Feminina |  | 14°35.660 | 40°41.332 | 200 | 33KV | 400V | 3 | 2001 |  |  | 991 | 45 | 656.2622 | 334.7378 | 334737.7778 |  | 29 | 49.55 | 49550 | 941.45 | 2.222% | 20.9211 | 355.6589 | 635.3411
10141103 | PMT | TRANSFORMADOR | 58 | TRANSFORMADOR MARCA: NACALA 58 |  | NACALA | Nacala-Porto | PTS Projecto Expansão na Zona da nova Feira |  | 14°33.507 | 40°42.429 | 315 | 33KV | 400V | 3 | 2001 |  |  | 1039 | 45 | 688.0489 | 350.9511 | 350951.1111 |  | 29 | 51.95 | 51950 | 987.05 | 2.222% | 21.9344 | 372.8856 | 666.1144
10141103 | PMT | TRANSFORMADOR | 59 | TRANSFORMADOR MARCA: NACALA 59 |  | NACALA | Nacala-Porto | Mocone Zona do Morrocolo |  | 14°32.714 | 40°41.471 | 200 | 33KV | 400V | 3 | 2001 |  |  | 991 | 45 | 656.2622 | 334.7378 | 334737.7778 |  | 29 | 49.55 | 49550 | 941.45 | 2.222% | 20.9211 | 355.6589 | 635.3411
10141103 | PMT | TRANSFORMADOR | 60 | TRANSFORMADOR MARCA: NACALA 60 |  | NACALA | Nacala-Porto | Mocone Proximo do Cemitério |  | 14°32.206 | 40°41.597 | 200 | 33KV | 400V | 3 | 2001 |  |  | 991 | 45 | 656.2622 | 334.7378 | 334737.7778 |  | 29 | 49.55 | 49550 | 941.45 | 2.222% | 20.9211 | 355.6589 | 635.3411
10141103 | PMT | TRANSFORMADOR | 85 | TRANSFORMADOR MARCA: NACALA 85 |  | NACALA | Mossuril | Mossuril |  | 14°57.740 | 40°39.530 | 315 | 33KV | 400V | 3 | 2001 |  |  | 1039 | 45 | 688.0489 | 350.9511 | 350951.1111 |  | 29 | 51.95 | 51950 | 987.05 | 2.222% | 21.9344 | 372.8856 | 666.1144
10141103 | PMT | TRANSFORMADOR | 86 | TRANSFORMADOR MARCA: NACALA 86 |  | NACALA | Mossuril | Ampoese |  | 14°56.756 | 40°38.667 | 32 | 33KV | 400V | 3 | 2001 |  |  | 643 | 45 | 425.8089 | 217.1911 | 217191.1111 |  | 29 | 32.15 | 32150 | 610.85 | 2.222% | 13.5744 | 230.7656 | 412.2344
10141103 | PMT | TRANSFORMADOR | 87 | TRANSFORMADOR MARCA: NACALA 87 |  | NACALA | Mossuril | Aguas Saua Saua |  | UNABLE TO LOCATE | UNABLE TO LOCATE | 50 | 33KV | 400V | 3 | 2001 |  |  | 643 | 45 | 425.8089 | 217.1911 | 217191.1111 |  | 29 | 32.15 | 32150 | 610.85 | 2.222% | 13.5744 | 230.7656 | 412.2344
10141103 | PMT | TRANSFORMADOR | 88 | TRANSFORMADOR MARCA: NACALA 88 |  | NACALA | Mossuril | Cabaceira 18 |  | 14°57.591 | 40°42.041 | 250 | 33KV | 400V | 3 | 2001 |  |  | 991 | 45 | 656.2622 | 334.7378 | 334737.7778 |  | 29 | 49.55 | 49550 | 941.45 | 2.222% | 20.9211 | 355.6589 | 635.3411
10141103 | PMT | TRANSFORMADOR | 89 | TRANSFORMADOR MARCA: NACALA 89 |  | NACALA | Mossuril | Cabaceira Colegio |  | 14°59.998 | 40°45.752 | 32 | 33KV | 400V | 3 | 2001 |  |  | 643 | 45 | 425.8089 | 217.1911 | 217191.1111 |  | 29 | 32.15 | 32150 | 610.85 | 2.222% | 13.5744 | 230.7656 | 412.2344
10141103 | PMT | TRANSFORMADOR | 90 | TRANSFORMADOR MARCA: NACALA 90 |  | NACALA | Mossuril | Chocas Helder |  | 14°56.205 | 40°44.199 | 315 | 33KV | 400V | 3 | 2001 |  |  | 1039 | 45 | 688.0489 | 350.9511 | 350951.1111 |  | 29 | 51.95 | 51950 | 987.05 | 2.222% | 21.9344 | 372.8856 | 666.1144
10141103 | PMT | TRANSFORMADOR | 91 | TRANSFORMADOR MARCA: NACALA 91 |  | NACALA | Mossuril | Chocas Escritorio |  | 14°56.554 | 40°44.272 | 200 | 33KV | 400V | 3 | 2001 |  |  | 991 | 45 | 656.2622 | 334.7378 | 334737.7778 |  | 29 | 49.55 | 49550 | 941.45 | 2.222% | 20.9211 | 355.6589 | 635.3411
10141103 | PMT | TRANSFORMADOR | 92 | TRANSFORMADOR MARCA: NACALA 92 |  | NACALA | Mossuril | Chocas Ija |  | 14°56.663 | 40°44.231 | 200 | 33KV | 400V | 3 | 2001 |  |  | 991 | 45 | 656.2622 | 334.7378 | 334737.7778 |  | 29 | 49.55 | 49550 | 941.45 | 2.222% | 20.9211 | 355.6589 | 635.3411
10141103 | PMT | TRANSFORMADOR | 93 | TRANSFORMADOR MARCA: NACALA 93 |  | NACALA | Mossuril | Exoansao Turistica I |  | 14°57.772 | 40°44.449 | 200 | 33KV | 400V | 3 | 2001 |  |  | 991 | 45 | 656.2622 | 334.7378 | 334737.7778 |  | 29 | 49.55 | 49550 | 941.45 | 2.222% | 20.9211 | 355.6589 | 635.3411
10141103 | PMT | TRANSFORMADOR | 94 | TRANSFORMADOR MARCA: NACALA 94 |  | NACALA | Mossuril | Carrusca |  | 14°58.229 | 40°44.815 | 315 | 33KV | 400V | 3 | 2001 |  |  | 1039 | 45 | 688.0489 | 350.9511 | 350951.1111 |  | 29 | 51.95 | 51950 | 987.05 | 2.222% | 21.9344 | 372.8856 | 666.1144
10141103 | PMT | TRANSFORMADOR | 95 | TRANSFORMADOR MARCA: NACALA 95 |  | NACALA | Mossuril | Expanssao Trueistica II |  | 14°58.627 | 40°45.032 | 20 | 33KV | 400V | 3 | 2001 |  |  | 643 | 45 | 425.8089 | 217.1911 | 217191.1111 |  | 29 | 32.15 | 32150 | 610.85 | 2.222% | 13.5744 | 230.7656 | 412.2344
10141103 | PMT | TRANSFORMADOR | 96 | TRANSFORMADOR MARCA: NACALA 96 |  | NACALA | Mossuril | Cabaceira Pequena |  | 14°58.764 | 40°43.739 | 100 | 33KV | 400V | 3 | 2001 |  |  | 763 | 45 | 505.2756 | 257.7244 | 257724.4444 |  | 29 | 38.15 | 38150 | 724.85 | 2.222% | 16.1078 | 273.8322 | 489.1678
10141103 | PMT | TRANSFORMADOR | 97 | TRANSFORMADOR MARCA: NACALA 97 |  | NACALA | Mossuril | Naguema |  | 14°59.859 | 40°30.629 | 100 | 33KV | 400V | 3 | 2001 |  |  | 763 | 45 | 505.2756 | 257.7244 | 257724.4444 |  | 29 | 38.15 | 38150 | 724.85 | 2.222% | 16.1078 | 273.8322 | 489.1678
10141103 | PMT | TRANSFORMADOR | 98 | TRANSFORMADOR MARCA: NACALA 98 |  | NACALA | Mossuril | Paquela |  | 14°57.467 | 40°26.643 | 50 | 33KV | 400V | 3 | 2001 |  |  | 643 | 45 | 425.8089 | 217.1911 | 217191.1111 |  | 29 | 32.15 | 32150 | 610.85 | 2.222% | 13.5744 | 230.7656 | 412.2344
10141103 | PMT | TRANSFORMADOR | 101 | TRANSFORMADOR MARCA: NACALA 101 |  | NACALA | Mossuril | Muanona II |  | 14°58.598 | 40°27.710 | 25 | 33KV | 400V | 3 | 2001 |  |  | 643 | 45 | 425.8089 | 217.1911 | 217191.1111 |  | 29 | 32.15 | 32150 | 610.85 | 2.222% | 13.5744 | 230.7656 | 412.2344
10141103 | PMT | TRANSFORMADOR | 102 | TRANSFORMADOR MARCA: NACALA 102 |  | NACALA | Mossuril | Saua-Saua |  | 14°57.451 | 40°40.210 | 100 | 33KV | 400V | 3 | 2001 |  |  | 763 | 45 | 505.2756 | 257.7244 | 257724.4444 |  | 29 | 38.15 | 38150 | 724.85 | 2.222% | 16.1078 | 273.8322 | 489.1678
10141103 | PMT | TRANSFORMADOR | 105 | TRANSFORMADOR MARCA: NACALA 105 |  | NACALA | Nacala-a-Velha | PT2 (EPC Namirupa) |  | 14º 32' 48.528" S | -40º -36' -32.35" W | 25 | 33KV | 400V | 3 | 2001 |  |  | 643 | 45 | 425.8089 | 217.1911 | 217191.1111 |  | 29 | 32.15 | 32150 | 610.85 | 2.222% | 13.5744 | 230.7656 | 412.2344
10141103 | PMT | TRANSFORMADOR | 106 | TRANSFORMADOR MARCA: NACALA 106 |  | NACALA | Nacala-a-Velha | PT3 (Coutinho/Namanca) |  | 14º 30' 1.061" S | -40º -33' -47.22" W | 50 | 33KV | 400V | 3 | 2001 |  |  | 643 | 45 | 425.8089 | 217.1911 | 217191.1111 |  | 29 | 32.15 | 32150 | 610.85 | 2.222% | 13.5744 | 230.7656 | 412.2344
10141103 | PMT | TRANSFORMADOR | 107 | TRANSFORMADOR MARCA: NACALA 107 |  | NACALA | Nacala-a-Velha | PT4 (Salinas) |  | 14º 36' 11.415" S | -40º -36' -11.937" W | 160 | 33KV | 400V | 3 | 2001 |  |  | 991 | 45 | 656.2622 | 334.7378 | 334737.7778 |  | 29 | 49.55 | 49550 | 941.45 | 2.222% | 20.9211 | 355.6589 | 635.3411
10141103 | PMT | TRANSFORMADOR | 108 | TRANSFORMADOR MARCA: NACALA 108 |  | NACALA | Nacala-a-Velha | PT5 (Locone) |  | 14º 38' 24.404" S | -40º -38' -54.215" W | 160 | 33KV | 400V | 3 | 2001 |  |  | 991 | 45 | 656.2622 | 334.7378 | 334737.7778 |  | 29 | 49.55 | 49550 | 941.45 | 2.222% | 20.9211 | 355.6589 | 635.3411
10141103 | PMT | TRANSFORMADOR | 109 | TRANSFORMADOR MARCA: NACALA 109 |  | NACALA | Nacala-a-Velha | PT6 (EPC- Hospital) |  | 14º 32' 42.5" S | -40º -37' -25.32" W | 200 | 33KV | 400V | 3 | 2001 |  |  | 991 | 45 | 656.2622 | 334.7378 | 334737.7778 |  | 29 | 49.55 | 49550 | 941.45 | 2.222% | 20.9211 | 355.6589 | 635.3411
10141103 | PMT | TRANSFORMADOR | 110 | TRANSFORMADOR MARCA: NACALA 110 |  | NACALA | Nacala-a-Velha | PT7(paragem Mueria) |  | 14º 32' 47.204" S | -40º -37' -18.039" W | 160 | 33KV | 400V | 3 | 2001 |  |  | 991 | 45 | 656.2622 | 334.7378 | 334737.7778 |  | 29 | 49.55 | 49550 | 941.45 | 2.222% | 20.9211 | 355.6589 | 635.3411
10141103 | PMT | TRANSFORMADOR | 111 | TRANSFORMADOR MARCA: NACALA 111 |  | NACALA | Nacala-a-Velha | PT8(Escola Secundaria) |  | 14º 34' 10.781" S | -40º -36' -4.382" W | 200 | 33KV | 400V | 3 | 2001 |  |  | 991 | 45 | 656.2622 | 334.7378 | 334737.7778 |  | 29 | 49.55 | 49550 | 941.45 | 2.222% | 20.9211 | 355.6589 | 635.3411
10141103 | PMT | TRANSFORMADOR | 112 | TRANSFORMADOR MARCA: NACALA 112 |  | NACALA | Nacala-a-Velha | PT9(Vida Nova) |  | 14°10.063 | 040°31.228' | 50 | 33KV | 400V | 3 | 2001 |  |  | 643 | 45 | 425.8089 | 217.1911 | 217191.1111 |  | 29 | 32.15 | 32150 | 610.85 | 2.222% | 13.5744 | 230.7656 | 412.2344
10141103 | PMT | TRANSFORMADOR | 113 | TRANSFORMADOR MARCA: NACALA 113 |  | NACALA | Memba | Hospital |  | 14°10.784 | 040°31.457' | 160 | 33KV | 400V | 3 | 2001 |  |  | 991 | 45 | 656.2622 | 334.7378 | 334737.7778 |  | 29 | 49.55 | 49550 | 941.45 | 2.222% | 20.9211 | 355.6589 | 635.3411
10141103 | PMT | TRANSFORMADOR | 114 | TRANSFORMADOR MARCA: NACALA 114 |  | NACALA | Memba | Resid.Admnis |  | 14°11.036' | 040°31.564' | 100 | 33KV | 400V | 3 | 2001 |  |  | 763 | 45 | 505.2756 | 257.7244 | 257724.4444 |  | 29 | 38.15 | 38150 | 724.85 | 2.222% | 16.1078 | 273.8322 | 489.1678
10141103 | PMT | TRANSFORMADOR | 115 | TRANSFORMADOR MARCA: NACALA 115 |  | NACALA | Memba | Pensão Jovi |  | 14°11.252' | 040°31.564' | 160 | 33KV | 400V | 3 | 2001 |  |  | 991 | 45 | 656.2622 | 334.7378 | 334737.7778 |  | 29 | 49.55 | 49550 | 941.45 | 2.222% | 20.9211 | 355.6589 | 635.3411
10141103 | PMT | TRANSFORMADOR | 116 | TRANSFORMADOR MARCA: NACALA 116 |  | NACALA | Memba | 7 de Abril |  | 14°22.685 | 40°31.175 | 160 | 33KV | 400V | 3 | 2001 |  |  | 991 | 45 | 656.2622 | 334.7378 | 334737.7778 |  | 29 | 49.55 | 49550 | 941.45 | 2.222% | 20.9211 | 355.6589 | 635.3411
10141103 | PMT | TRANSFORMADOR | 117 | TRANSFORMADOR MARCA: NACALA 117 |  | NACALA | Memba | Geba |  | 14°22.675 | 40°31.375 | 200 | 33KV | 400V | 3 | 2001 |  |  | 991 | 45 | 656.2622 | 334.7378 | 334737.7778 |  | 29 | 49.55 | 49550 | 941.45 | 2.222% | 20.9211 | 355.6589 | 635.3411
10141103 | PMT | TRANSFORMADOR | 118 | TRANSFORMADOR MARCA: MONAPO 118 |  | MONAPO | Ilha de Moc. | Areal/ Mote |  | 15°02.550 | 40°43.782 | 315 | 11KV | 400V | 3 | 2001 |  |  | 840 | 45 | 556.2667 | 283.7333 | 283733.3333 |  | 29 | 42 | 42000 | 798 | 2.222% | 17.7333 | 301.4667 | 538.5333
10141103 | PMT | TRANSFORMADOR | 119 | TRANSFORMADOR MARCA: MONAPO 119 |  | MONAPO | Ilha de Moc. | Macaripe/Matador |  | 15°02.505 | 40°43.673 | 315 | 11KV | 400V | 3 | 2001 |  |  | 840 | 45 | 556.2667 | 283.7333 | 283733.3333 |  | 29 | 42 | 42000 | 798 | 2.222% | 17.7333 | 301.4667 | 538.5333
10141103 | PMT | TRANSFORMADOR | 120 | TRANSFORMADOR MARCA: MONAPO 120 |  | MONAPO | Ilha de Moc. | Marangonha/ Indalane |  | 15°02.409 | 40°43.858 | 630 | 11KV | 400V | 3 | 2001 |  |  | 1016 | 45 | 672.8178 | 343.1822 | 343182.2222 |  | 29 | 50.8 | 50800 | 965.2 | 2.222% | 21.4489 | 364.6311 | 651.3689
10141103 | PMT | TRANSFORMADOR | 121 | TRANSFORMADOR MARCA: MONAPO 121 |  | MONAPO | Ilha de Moc. | Jembesse/ Minis |  | 15°02.625 | 40°41.668 | 500 | 11KV | 400V | 3 | 2001 |  |  | 1016 | 45 | 672.8178 | 343.1822 | 343182.2222 |  | 29 | 50.8 | 50800 | 965.2 | 2.222% | 21.4489 | 364.6311 | 651.3689
10141103 | PMT | TRANSFORMADOR | 122 | TRANSFORMADOR MARCA: MONAPO 122 |  | MONAPO | Ilha de Moc. | Sanculo |  | 15°03.500 | 40°41.750 | 100 | 33KV | 400V | 3 | 2001 |  |  | 763 | 45 | 505.2756 | 257.7244 | 257724.4444 |  | 29 | 38.15 | 38150 | 724.85 | 2.222% | 16.1078 | 273.8322 | 489.1678
10141103 | PMT | TRANSFORMADOR | 123 | TRANSFORMADOR MARCA: MONAPO 123 |  | MONAPO | Ilha de Moc. | Gulamo |  | 15°02.357 | 40°40.914 | 200 | 33KV | 400V | 3 | 2001 |  |  | 991 | 45 | 656.2622 | 334.7378 | 334737.7778 |  | 29 | 49.55 | 49550 | 941.45 | 2.222% | 20.9211 | 355.6589 | 635.3411
10141103 | PMT | TRANSFORMADOR | 124 | TRANSFORMADOR MARCA: MONAPO 124 |  | MONAPO | Ilha de Moc. | Macicate |  | 15°03.066 | 40°39.340 | 100 | 33KV | 400V | 3 | 2001 |  |  | 763 | 45 | 505.2756 | 257.7244 | 257724.4444 |  | 29 | 38.15 | 38150 | 724.85 | 2.222% | 16.1078 | 273.8322 | 489.1678
10141103 | PMT | TRANSFORMADOR | 125 | TRANSFORMADOR MARCA: MONAPO 125 |  | MONAPO | Ilha de Moc. | lumbo |  | 15°01.221 | 40°39.955 | 250 | 33KV | 400V | 3 | 2001 |  |  | 991 | 45 | 656.2622 | 334.7378 | 334737.7778 |  | 29 | 49.55 | 49550 | 941.45 | 2.222% | 20.9211 | 355.6589 | 635.3411
10141103 | PMT | TRANSFORMADOR | 126 | TRANSFORMADOR MARCA: MONAPO 126 |  | MONAPO | Ilha de Moc. | Patamar |  | 15°01.752 | 40°38.870 | 25 | 33KV | 400V | 3 | 2001 |  |  | 643 | 45 | 425.8089 | 217.1911 | 217191.1111 |  | 29 | 32.15 | 32150 | 610.85 | 2.222% | 13.5744 | 230.7656 | 412.2344
10141103 | PMT | TRANSFORMADOR | 127 | TRANSFORMADOR MARCA: MONAPO 127 |  | MONAPO | Ilha de Moc. | Tibane |  | 15°02.564 | 40°38.869 | 25 | 33KV | 400V | 3 | 2001 |  |  | 643 | 45 | 425.8089 | 217.1911 | 217191.1111 |  | 29 | 32.15 | 32150 | 610.85 | 2.222% | 13.5744 | 230.7656 | 412.2344
10141103 | PMT | TRANSFORMADOR | 128 | TRANSFORMADOR MARCA: MONAPO 128 |  | MONAPO | Ilha de Moc. | Tocolo |  | 15°01.341 | 40°37.100 | 160 | 33KV | 400V | 3 | 2001 |  |  | 991 | 45 | 656.2622 | 334.7378 | 334737.7778 |  | 29 | 49.55 | 49550 | 941.45 | 2.222% | 20.9211 | 355.6589 | 635.3411
10141103 | PMT | TRANSFORMADOR | 129 | TRANSFORMADOR MARCA: MONAPO 129 |  | MONAPO | Ilha de Moc. | Muchelia |  | 15°01.050 | 40°33.465 | 100 | 33KV | 400V | 3 | 2001 |  |  | 763 | 45 | 505.2756 | 257.7244 | 257724.4444 |  | 29 | 38.15 | 38150 | 724.85 | 2.222% | 16.1078 | 273.8322 | 489.1678
10141103 | PMT | TRANSFORMADOR | 130 | TRANSFORMADOR MARCA: MONAPO 130 |  | MONAPO | Ilha de Moc. | Intete |  | 15°02.332 | 40°41.652 | 160 | 33KV | 400V | 3 | 2001 |  |  | 991 | 45 | 656.2622 | 334.7378 | 334737.7778 |  | 29 | 49.55 | 49550 | 941.45 | 2.222% | 20.9211 | 355.6589 | 635.3411
10141103 | PMT | TRANSFORMADOR | 131 | TRANSFORMADOR MARCA: MONAPO 131 |  | MONAPO | Ilha de Moc. | Jembesse/ Fora |  | 15°02.748 | 40°41.356 | 250 | 33KV | 400V | 3 | 2001 |  |  | 991 | 45 | 656.2622 | 334.7378 | 334737.7778 |  | 29 | 49.55 | 49550 | 941.45 | 2.222% | 20.9211 | 355.6589 | 635.3411
10141103 | PMT | TRANSFORMADOR | 132 | TRANSFORMADOR MARCA: MONAPO 132 |  | MONAPO | Ilha de Moc. | Jembesse/ Cutucua |  | 15°02.179 | 40°44.051 | 160 | 33KV | 400V | 3 | 2001 |  |  | 991 | 45 | 656.2622 | 334.7378 | 334737.7778 |  | 29 | 49.55 | 49550 | 941.45 | 2.222% | 20.9211 | 355.6589 | 635.3411
10141103 | PMT | TRANSFORMADOR | 133 | TRANSFORMADOR MARCA: MONAPO 133 |  | MONAPO | Ilha de Moc. | MINISE |  | 15°02.357 | 40°40.914 | 2000 | 33KV | 400V | 3 | 2001 |  |  | 2900 | 45 | 1920.4444 | 979.5556 | 979555.5556 |  | 29 | 145 | 145000 | 2755 | 2.222% | 61.2222 | 1040.7778 | 1859.2222
10141103 | PMT | TRANSFORMADOR | 134 | TRANSFORMADOR MARCA: MONAPO 134 |  | MONAPO | Ilha de Moc. | MINISE |  | 15°03.066 | 40°39.340 | 1250 | 33KV | 400V | 3 | 2001 |  |  | 1890 | 45 | 1251.6 | 638.4 | 638400 |  | 29 | 94.5 | 94500 | 1795.5 | 2.222% | 39.9 | 678.3 | 1211.7
10141103 | PMT | TRANSFORMADOR | 135 | TRANSFORMADOR MARCA: MONAPO 135 |  | MONAPO | Monapo | Vila Cimento |  | 14°55.015 | 40°17.782 | 315 | 11KV | 400V | 3 | 2001 |  |  | 840 | 45 | 556.2667 | 283.7333 | 283733.3333 |  | 29 | 42 | 42000 | 798 | 2.222% | 17.7333 | 301.4667 | 538.5333
10141103 | PMT | TRANSFORMADOR | 136 | TRANSFORMADOR MARCA: MONAPO 136 |  | MONAPO | Monapo | Praça dos Heróis |  | 14°54.813 | 40°17.757 | 500 | 11KV | 400V | 3 | 2001 |  |  | 1016 | 45 | 672.8178 | 343.1822 | 343182.2222 |  | 29 | 50.8 | 50800 | 965.2 | 2.222% | 21.4489 | 364.6311 | 651.3689
10141103 | PMT | TRANSFORMADOR | 137 | TRANSFORMADOR MARCA: MONAPO 137 |  | MONAPO | Monapo | Moagem |  | 14°55.022 | 40°18.116 | 315 | 11KV | 400V | 3 | 2001 |  |  | 840 | 45 | 556.2667 | 283.7333 | 283733.3333 |  | 29 | 42 | 42000 | 798 | 2.222% | 17.7333 | 301.4667 | 538.5333
10141103 | PMT | TRANSFORMADOR | 138 | TRANSFORMADOR MARCA: MONAPO 138 |  | MONAPO | Monapo | Rio Ponte |  | 14°55.146 | 40°19.153 | 200 | 11KV | 400V | 3 | 2001 |  |  | 572 | 45 | 378.7911 | 193.2089 | 193208.8889 |  | 29 | 28.6 | 28600 | 543.4 | 2.222% | 12.0756 | 205.2844 | 366.7156
10141103 | PMT | TRANSFORMADOR | 139 | TRANSFORMADOR MARCA: MONAPO 139 |  | MONAPO | Monapo | 28 de Setembro |  | 14°55.328 | 40°17.426 | 315 | 11KV | 400V | 3 | 2001 |  |  | 840 | 45 | 556.2667 | 283.7333 | 283733.3333 |  | 29 | 42 | 42000 | 798 | 2.222% | 17.7333 | 301.4667 | 538.5333
10141103 | PMT | TRANSFORMADOR | 140 | TRANSFORMADOR MARCA: MONAPO 140 |  | MONAPO | Monapo | Naquite |  | 14°53.053 | 40°19.606 | 200 | 11KV | 400V | 3 | 2001 |  |  | 572 | 45 | 378.7911 | 193.2089 | 193208.8889 |  | 29 | 28.6 | 28600 | 543.4 | 2.222% | 12.0756 | 205.2844 | 366.7156
10141103 | PMT | TRANSFORMADOR | 141 | TRANSFORMADOR MARCA: MONAPO 141 |  | MONAPO | Monapo | Nova Cuamba |  | 14°54.110 | 40°19.729 | 160 | 11KV | 400V | 3 | 2001 |  |  | 572 | 45 | 378.7911 | 193.2089 | 193208.8889 |  | 29 | 28.6 | 28600 | 543.4 | 2.222% | 12.0756 | 205.2844 | 366.7156
10141103 | PMT | TRANSFORMADOR | 142 | TRANSFORMADOR MARCA: MONAPO 142 |  | MONAPO | Monapo | Nachicuva |  | 14°54.420 | 40°20.024 | 250 | 11KV | 400V | 3 | 2001 |  |  | 840 | 45 | 556.2667 | 283.7333 | 283733.3333 |  | 29 | 42 | 42000 | 798 | 2.222% | 17.7333 | 301.4667 | 538.5333
10141103 | PMT | TRANSFORMADOR | 143 | TRANSFORMADOR MARCA: MONAPO 143 |  | MONAPO | Monapo | Ampivine |  | 14°55.067 | 40°23.049 | 100 | 33KV | 400V | 3 | 2001 |  |  | 763 | 45 | 505.2756 | 257.7244 | 257724.4444 |  | 29 | 38.15 | 38150 | 724.85 | 2.222% | 16.1078 | 273.8322 | 489.1678
10141103 | PMT | TRANSFORMADOR | 144 | TRANSFORMADOR MARCA: MONAPO 144 |  | MONAPO | Monapo | Carapira |  | 14°54.912 | 40°13.348 | 160 | 33KV | 400V | 3 | 2001 |  |  | 991 | 45 | 656.2622 | 334.7378 | 334737.7778 |  | 29 | 49.55 | 49550 | 941.45 | 2.222% | 20.9211 | 355.6589 | 635.3411
10141103 | PMT | TRANSFORMADOR | 145 | TRANSFORMADOR MARCA: MONAPO 145 |  | MONAPO | Monapo | Nacololo |  | 14°54.010 | 40°08.132 | 160 | 33KV | 400V | 3 | 2001 |  |  | 991 | 45 | 656.2622 | 334.7378 | 334737.7778 |  | 29 | 49.55 | 49550 | 941.45 | 2.222% | 20.9211 | 355.6589 | 635.3411
10141103 | PMT | TRANSFORMADOR | 146 | TRANSFORMADOR MARCA: MONAPO 146 |  | MONAPO | Monapo | Muelege |  | 14°47.179 | 40°19.056 | 100 | 33KV | 400V | 3 | 2001 |  |  | 763 | 45 | 505.2756 | 257.7244 | 257724.4444 |  | 29 | 38.15 | 38150 | 724.85 | 2.222% | 16.1078 | 273.8322 | 489.1678
10141103 | PMT | TRANSFORMADOR | 147 | TRANSFORMADOR MARCA: MONAPO 147 |  | MONAPO | Monapo | Itoculo |  | 14°43.213 | 40°20.181 | 100 | 33KV | 400V | 3 | 2001 |  |  | 763 | 45 | 505.2756 | 257.7244 | 257724.4444 |  | 29 | 38.15 | 38150 | 724.85 | 2.222% | 16.1078 | 273.8322 | 489.1678
10141103 | PMT | TRANSFORMADOR | 148 | TRANSFORMADOR MARCA: MONAPO 148 |  | MONAPO | Monapo | Nicane |  | 14°45.082 | 40°15.691 | 50 | 33KV | 400V | 3 | 2001 |  |  | 643 | 45 | 425.8089 | 217.1911 | 217191.1111 |  | 29 | 32.15 | 32150 | 610.85 | 2.222% | 13.5744 | 230.7656 | 412.2344
10141103 | PMT | TRANSFORMADOR | 149 | TRANSFORMADOR MARCA: MONAPO 149 |  | MONAPO | Monapo | Nicane-ADPP |  | 14°45.095 | 40°14.889 | 50 | 33KV | 400V | 3 | 2001 |  |  | 643 | 45 | 425.8089 | 217.1911 | 217191.1111 |  | 29 | 32.15 | 32150 | 610.85 | 2.222% | 13.5744 | 230.7656 | 412.2344
10141103 | PMT | TRANSFORMADOR | 150 | TRANSFORMADOR MARCA: MONAPO 150 |  | MONAPO | Monapo | Nacololo-Pedreira |  | 14°54.329 | 40°08.335 | 100 | 33KV | 400V | 3 | 2001 |  |  | 763 | 45 | 505.2756 | 257.7244 | 257724.4444 |  | 29 | 38.15 | 38150 | 724.85 | 2.222% | 16.1078 | 273.8322 | 489.1678
10141103 | PMT | TRANSFORMADOR | 151 | TRANSFORMADOR MARCA: MONAPO 151 |  | MONAPO | Monapo | Nampiza |  | 14°45.971 | 40°15.930 | 50 | 33KV | 400V | 3 | 2001 |  |  | 643 | 45 | 425.8089 | 217.1911 | 217191.1111 |  | 29 | 32.15 | 32150 | 610.85 | 2.222% | 13.5744 | 230.7656 | 412.2344
10141103 | PMT | TRANSFORMADOR | 152 | TRANSFORMADOR MARCA: MONAPO 152 |  | MONAPO | Monapo | Naherengue |  | 14°53.759 | 40°20.146 | 100 | 33KV | 400V | 3 | 2001 |  |  | 763 | 45 | 505.2756 | 257.7244 | 257724.4444 |  | 29 | 38.15 | 38150 | 724.85 | 2.222% | 16.1078 | 273.8322 | 489.1678
10141103 | PMT | TRANSFORMADOR | 153 | TRANSFORMADOR MARCA: MONAPO 153 |  | MONAPO | Monapo | Moagem |  | 14°54.831 | 40°18.067 | 200 | 33KV | 400V | 3 | 2001 |  |  | 991 | 45 | 656.2622 | 334.7378 | 334737.7778 |  | 29 | 49.55 | 49550 | 941.45 | 2.222% | 20.9211 | 355.6589 | 635.3411
10141103 | PMT | TRANSFORMADOR | 154 | TRANSFORMADOR MARCA: MONAPO 154 |  | MONAPO | Monapo | Nachicuva-Olam |  | 14°54.544 | 40°20.027 | 25 | 33KV | 400V | 3 | 2001 |  |  | 643 | 45 | 425.8089 | 217.1911 | 217191.1111 |  | 29 | 32.15 | 32150 | 610.85 | 2.222% | 13.5744 | 230.7656 | 412.2344
10141103 | PMT | TRANSFORMADOR | 155 | TRANSFORMADOR MARCA: MONAPO 155 |  | MONAPO | Meconta | Vila de Namialo |  | 14°55.300 | 39°59.184 | 50 | 33KV | 400V | 3 | 2001 |  |  | 643 | 45 | 425.8089 | 217.1911 | 217191.1111 |  | 29 | 32.15 | 32150 | 610.85 | 2.222% | 13.5744 | 230.7656 | 412.2344
10141103 | PMT | TRANSFORMADOR | 156 | TRANSFORMADOR MARCA: MONAPO 156 |  | MONAPO | Meconta | Napepere |  | 14°55.095 | 39°58.735 | 315 | 33KV | 400V | 3 | 2001 |  |  | 1039 | 45 | 688.0489 | 350.9511 | 350951.1111 |  | 29 | 51.95 | 51950 | 987.05 | 2.222% | 21.9344 | 372.8856 | 666.1144
10141103 | PMT | TRANSFORMADOR | 157 | TRANSFORMADOR MARCA: MONAPO 157 |  | MONAPO | Meconta | Mulapane |  | 14°55.096 | 39°59.907 | 250 | 33KV | 400V | 3 | 2001 |  |  | 991 | 45 | 656.2622 | 334.7378 | 334737.7778 |  | 29 | 49.55 | 49550 | 941.45 | 2.222% | 20.9211 | 355.6589 | 635.3411
10141103 | PMT | TRANSFORMADOR | 158 | TRANSFORMADOR MARCA: MONAPO 158 |  | MONAPO | Meconta | Vila de Meconta |  | 14°59.412 | 39°50.650 | 160 | 33KV | 400V | 3 | 2001 |  |  | 991 | 45 | 656.2622 | 334.7378 | 334737.7778 |  | 29 | 49.55 | 49550 | 941.45 | 2.222% | 20.9211 | 355.6589 | 635.3411
10141103 | PMT | TRANSFORMADOR | 159 | TRANSFORMADOR MARCA: MONAPO 159 |  | MONAPO | Meconta | Teterene |  | 14°58.095 | 39°52.609 | 50 | 33KV | 400V | 3 | 2001 |  |  | 643 | 45 | 425.8089 | 217.1911 | 217191.1111 |  | 29 | 32.15 | 32150 | 610.85 | 2.222% | 13.5744 | 230.7656 | 412.2344
10141103 | PMT | TRANSFORMADOR | 160 | TRANSFORMADOR MARCA: MONAPO 160 |  | MONAPO | Meconta | Bombagem H2O |  | 14°58.412 | 39°52.650 | 50 | 33KV | 400V | 3 | 2001 |  |  | 643 | 45 | 425.8089 | 217.1911 | 217191.1111 |  | 29 | 32.15 | 32150 | 610.85 | 2.222% | 13.5744 | 230.7656 | 412.2344
10141103 | PMT | TRANSFORMADOR | 161 | TRANSFORMADOR MARCA: MONAPO 161 |  | MONAPO | Meconta | Triangulo-sodam |  | 14°55.258 | 39°59.608 | 200 | 33KV | 400V | 3 | 2001 |  |  | 991 | 45 | 656.2622 | 334.7378 | 334737.7778 |  | 29 | 49.55 | 49550 | 941.45 | 2.222% | 20.9211 | 355.6589 | 635.3411
10141103 | PMT | TRANSFORMADOR | 162 | TRANSFORMADOR MARCA: MONAPO 162 |  | MONAPO | Meconta | Ratane |  | 14°55.195 | 39°57.735 | 50 | 33KV | 400V | 3 | 2001 |  |  | 643 | 45 | 425.8089 | 217.1911 | 217191.1111 |  | 29 | 32.15 | 32150 | 610.85 | 2.222% | 13.5744 | 230.7656 | 412.2344
10141103 | PMT | TRANSFORMADOR | 163 | TRANSFORMADOR MARCA: MONAPO 163 |  | MONAPO | Meconta | Vila de Netia |  | 14°44.867 | 39°58.574 | 250 | 33KV | 400V | 3 | 2001 |  |  | 991 | 45 | 656.2622 | 334.7378 | 334737.7778 |  | 29 | 49.55 | 49550 | 941.45 | 2.222% | 20.9211 | 355.6589 | 635.3411
10141103 | PMT | TRANSFORMADOR | 164 | TRANSFORMADOR MARCA: MONAPO 164 |  | MONAPO | Muecate | Muecate Entrada |  | 14°54.016 | 39°37.851 | 200 | 33KV | 400V | 3 | 2001 |  |  | 991 | 45 | 656.2622 | 334.7378 | 334737.7778 |  | 29 | 49.55 | 49550 | 941.45 | 2.222% | 20.9211 | 355.6589 | 635.3411
10141103 | PMT | TRANSFORMADOR | 165 | TRANSFORMADOR MARCA: MONAPO 165 |  | MONAPO | Muecate | Muecate Vila |  | 14°53.435 | 39°37.953 | 100 | 33KV | 400V | 3 | 2001 |  |  | 763 | 45 | 505.2756 | 257.7244 | 257724.4444 |  | 29 | 38.15 | 38150 | 724.85 | 2.222% | 16.1078 | 273.8322 | 489.1678
10141103 | PMT | TRANSFORMADOR | 166 | TRANSFORMADOR MARCA: MONAPO 166 |  | MONAPO | Meconta | Micolene |  | 14°55.610 | 39°58.356 | 100 | 33KV | 400V | 3 | 2001 |  |  | 763 | 45 | 505.2756 | 257.7244 | 257724.4444 |  | 29 | 38.15 | 38150 | 724.85 | 2.222% | 16.1078 | 273.8322 | 489.1678
10141103 | PMT | TRANSFORMADOR | 167 | TRANSFORMADOR MARCA: MONAPO 167 |  | MONAPO | Meconta | Chaune-Benedita |  | 14°54.956 | 39°59.124 | 200 | 33KV | 400V | 3 | 2001 |  |  | 991 | 45 | 656.2622 | 334.7378 | 334737.7778 |  | 29 | 49.55 | 49550 | 941.45 | 2.222% | 20.9211 | 355.6589 | 635.3411
10141103 | PMT | TRANSFORMADOR | PT13 | TRANSFORMADOR MARCA:FST PT13 PT13 | Localidade de Siluvo | PT13 | NHAMATANDA |  |  | 626801.3 | 7868327.8 | 160 | 22 | 0.4 | 3 | 2001 | FST | 90016 | 572 | 45 | 378.7911 | 193.2089 | 193208.8889 |  | 29 | 28.6 | 28600 | 543.4 | 2.222% | 12.0756 | 205.2844 | 366.7156
10141103 | PMT | TRANSFORMADOR | PT14 | TRANSFORMADOR MARCA:PME PT14 PT14 | Bairro de Assentamento - Jhon Segredo | PT14 | NHAMATANDA |  |  |  |  | 100 | 22 | 0.4 | 3 | 2001 | PME | 100090 | 445 | 45 | 294.6889 | 150.3111 | 150311.1111 |  | 29 | 22.25 | 22250 | 422.75 | 2.222% | 9.3944 | 159.7056 | 285.2944
10141103 | PMT | TRANSFORMADOR | PTS 774 | TRANSFORMADOR MARCA:DESTA POWER MATLA PTS 774 PTS 774 |  | PTS 774 | Boane | Changalane |  | 32.189354 | -25.296151 | 100 | 33 | 0.4 | 3Ø | 2001 | DESTA POWER MATLA | DT-255/3 | 763 | 45 | 505.2756 | 257.7244 | 257724.4444 |  | 29 | 38.15 | 38150 | 724.85 | 2.222% | 16.1078 | 273.8322 | 489.1678
10141103 | PMT | TRANSFORMADOR | PTS 690 | TRANSFORMADOR MARCA:DESTA POWER MATLA PTS 690 PTS 690 |  | PTS 690 | Boane | Ponta D'ouro |  | 32.825702 | -25.751002 | 100 | 33 | 0.4 | 3Ø | 2001 | DESTA POWER MATLA | DT-255/32 | 763 | 45 | 505.2756 | 257.7244 | 257724.4444 |  | 29 | 38.15 | 38150 | 724.85 | 2.222% | 16.1078 | 273.8322 | 489.1678
10141103 | PMT | TRANSFORMADOR | PTS 621 | TRANSFORMADOR MARCA:DESTA POWER MATLA PTS 621 PTS 621 |  | PTS 621 | Boane | Inhaca |  | 32.914638 | -25.011740 | 100 | 33 | 0.4 | 3Ø | 2001 | DESTA POWER MATLA | DT-255/1 | 763 | 45 | 505.2756 | 257.7244 | 257724.4444 |  | 29 | 38.15 | 38150 | 724.85 | 2.222% | 16.1078 | 273.8322 | 489.1678
10141103 | PMT | TRANSFORMADOR | PTS 620 | TRANSFORMADOR MARCA:DESTA POWER MATLA PTS 620 PTS 620 |  | PTS 620 | Boane | Inhaca |  | 32.928077 | -25.011581 | 100 | 33 | 0.4 | 3Ø | 2001 | DESTA POWER MATLA | DT-255/28 | 763 | 45 | 505.2756 | 257.7244 | 257724.4444 |  | 29 | 38.15 | 38150 | 724.85 | 2.222% | 16.1078 | 273.8322 | 489.1678
10141103 | PMT | TRANSFORMADOR | PT 127R | TRANSFORMADOR MARCA:Desta Power Malta PT 127R | Guava |  | Maputo |  |  | 32,6777706 | -25,7487788 | 250 | 33 | 0.4 | 3Φ | 2001 | Desta Power Malta | DT-255/21 | 991 | 45 | 656.2622 | 334.7378 | 334737.7778 |  | 29 | 49.55 | 49550 | 941.45 | 2.222% | 20.9211 | 355.6589 | 635.3411
10141103 | PMT | TRANSFORMADOR | PT 279R | TRANSFORMADOR MARCA:Desta Power Malta PT 279R | Guava |  | Maputo |  |  | 32,7314987 | -25,7360496 | 100 | 33 | 0.4 | 3Φ | 2001 | Desta Power Malta | DT-255/18 | 763 | 45 | 505.2756 | 257.7244 | 257724.4444 |  | 29 | 38.15 | 38150 | 724.85 | 2.222% | 16.1078 | 273.8322 | 489.1678
10141103 | PMT | TRANSFORMADOR | PT 96R | TRANSFORMADOR MARCA:NEI Transformers PT 96R | Guava |  | Maputo |  |  | 32,6666802 | -25,7395072 | 315 | 33 | 0.4 | 3Φ | 2001 | NEI Transformers | 20411308/02 | 1039 | 45 | 688.0489 | 350.9511 | 350951.1111 |  | 29 | 51.95 | 51950 | 987.05 | 2.222% | 21.9344 | 372.8856 | 666.1144
10141103 | PMT | TRANSFORMADOR | PT 10R | TRANSFORMADOR MARCA:Desta Power Malta PT 10R | Guava |  | Maputo |  |  | 32,6662346 | -25,7363434 | 160 | 33 | 0.4 | 3Φ | 2001 | Desta Power Malta | DT-256/23 | 991 | 45 | 656.2622 | 334.7378 | 334737.7778 |  | 29 | 49.55 | 49550 | 941.45 | 2.222% | 20.9211 | 355.6589 | 635.3411
10141103 | PMT | TRANSFORMADOR | PT 98R | TRANSFORMADOR MARCA:Desta Power Malta PT 98R | Guava |  | Maputo |  |  | 32,6758187 | -25,7395277 | 400 | 33 | 0.4 | 3Φ | 2001 | Desta Power Malta | T-2801/3 | 1039 | 45 | 688.0489 | 350.9511 | 350951.1111 |  | 29 | 51.95 | 51950 | 987.05 | 2.222% | 21.9344 | 372.8856 | 666.1144
10141103 | PMT | TRANSFORMADOR | PT 193 | TRANSFORMADOR MARCA:Desta Power Malta PT 193 | Infulene |  | Maputo |  |  | 32,5561451 | -25,8870861 | 250 | 33 | 0,4 | 3Φ | 2001 | Desta Power Malta | DT-254/? | 991 | 45 | 656.2622 | 334.7378 | 334737.7778 |  | 29 | 49.55 | 49550 | 941.45 | 2.222% | 20.9211 | 355.6589 | 635.3411
10141103 | PMT | TRANSFORMADOR | PTS 1042 | TRANSFORMADOR MARCA:Desta Power Malta PTS 1042 | Infulene |  | Maputo |  |  | 32,5033674 | -25,8636042 | 250 | 33 | 0,4 | 3Φ | 2001 | Desta Power Malta | DT-254/14 | 991 | 45 | 656.2622 | 334.7378 | 334737.7778 |  | 29 | 49.55 | 49550 | 941.45 | 2.222% | 20.9211 | 355.6589 | 635.3411
10141103 | PMT | TRANSFORMADOR | PT 359 | TRANSFORMADOR MARCA:NEI Transformers PT 359 | Mashava |  | Maputo |  |  | 32,4688692 | -25,8710964 | 250 | 33 | 0,4 | 3Φ | 2001 | NEI Transformers | 20411304/02 | 991 | 45 | 656.2622 | 334.7378 | 334737.7778 |  | 29 | 49.55 | 49550 | 941.45 | 2.222% | 20.9211 | 355.6589 | 635.3411
10141103 | PMT | TRANSFORMADOR | PTS 832 | TRANSFORMADOR MARCA:NEI Transformers PTS 832 | Mashava |  | Maputo |  |  | 32,4825135 | -25,8529342 | 250 | 33 | 0,4 | 3Φ | 2001 | NEI Transformers | 20411301/02 | 991 | 45 | 656.2622 | 334.7378 | 334737.7778 |  | 29 | 49.55 | 49550 | 941.45 | 2.222% | 20.9211 | 355.6589 | 635.3411
10141103 | PMT | TRANSFORMADOR | PT 143R | TRANSFORMADOR MARCA:Desta Power Malta PT 143R | Katembe |  | Maputo |  |  | 32,5731898 | -26,0220731 | 250 | 33 | 0,4 | 3Φ | 2001 | Desta Power Malta | DT-254/8 | 991 | 45 | 656.2622 | 334.7378 | 334737.7778 |  | 29 | 49.55 | 49550 | 941.45 | 2.222% | 20.9211 | 355.6589 | 635.3411
10141103 | PMT | TRANSFORMADOR | PT 299R | TRANSFORMADOR MARCA:Desta Power Malta PT 299R | Katembe |  | Maputo |  |  | 32,6142136 | -26,0614578 | 100 | 33 | 0,4 | 3Φ | 2001 | Desta Power Malta | DT-255/27 | 763 | 45 | 505.2756 | 257.7244 | 257724.4444 |  | 29 | 38.15 | 38150 | 724.85 | 2.222% | 16.1078 | 273.8322 | 489.1678
10141103 | PMT | TRANSFORMADOR | PT 145R | TRANSFORMADOR MARCA:Desta Power Malta PT 145R | Katembe |  | Maputo |  |  | 32,6034731 | -26,0439649 | 100 | 33 | 0,4 | 3Φ | 2001 | Desta Power Malta | DT-255/37 | 763 | 45 | 505.2756 | 257.7244 | 257724.4444 |  | 29 | 38.15 | 38150 | 724.85 | 2.222% | 16.1078 | 273.8322 | 489.1678
10141103 | PMT | TRANSFORMADOR | PT 302R | TRANSFORMADOR MARCA:Desta Power Malta PT 302R | Katembe |  | Maputo |  |  | 32,5270132 | -25,9840052 | 100 | 33 | 0,4 | 3Φ | 2001 | Desta Power Malta | DT-255/29 | 763 | 45 | 505.2756 | 257.7244 | 257724.4444 |  | 29 | 38.15 | 38150 | 724.85 | 2.222% | 16.1078 | 273.8322 | 489.1678
10141103 | PMT | TRANSFORMADOR | PT 301R | TRANSFORMADOR MARCA:Desta Power Malta PT 301R | Katembe |  | Maputo |  |  | 32,5177062 | -25,9997388 | 250 | 33 | 0,4 | 3Φ | 2001 | Desta Power Malta | DT-254/3 | 991 | 45 | 656.2622 | 334.7378 | 334737.7778 |  | 29 | 49.55 | 49550 | 941.45 | 2.222% | 20.9211 | 355.6589 | 635.3411
10141103 | PMT | TRANSFORMADOR | PT 392R | TRANSFORMADOR MARCA:Desta Power Malta PT 392R | Katembe |  | Maputo |  |  | 32,5283321 | -26,0158536 | 160 | 33 | 0,4 | 3Φ | 2001 | Desta Power Malta | DT-256/30 | 991 | 45 | 656.2622 | 334.7378 | 334737.7778 |  | 29 | 49.55 | 49550 | 941.45 | 2.222% | 20.9211 | 355.6589 | 635.3411
10141103 | PMT | TRANSFORMADOR | PT 238R | TRANSFORMADOR MARCA:Desta Power Malta PT 238R | Katembe |  | Maputo |  |  | 32,5428255 | -26,0375236 | 250 | 33 | 0,4 | 3Φ | 2001 | Desta Power Malta | DT-254/70 | 991 | 45 | 656.2622 | 334.7378 | 334737.7778 |  | 29 | 49.55 | 49550 | 941.45 | 2.222% | 20.9211 | 355.6589 | 635.3411
10141103 | PMT | TRANSFORMADOR | PT 682 | TRANSFORMADOR MARCA:Desta Power Malta PT 682 | Bela Vista |  | Maputo |  |  | 32,6386052 | -26,4432961 | 100 | 33 | 0,4 | 3Φ | 2001 | Desta Power Malta | DT-255/23 | 763 | 45 | 505.2756 | 257.7244 | 257724.4444 |  | 29 | 38.15 | 38150 | 724.85 | 2.222% | 16.1078 | 273.8322 | 489.1678
10141103 | PMT | TRANSFORMADOR | PT 681 | TRANSFORMADOR MARCA:Desta Power Malta PT 681 | Bela Vista |  | Maputo |  |  | 32,6502481 | -26,4400052 | 100 | 33 | 0,4 | 3Φ | 2001 | Desta Power Malta | DT-255/29 | 763 | 45 | 505.2756 | 257.7244 | 257724.4444 |  | 29 | 38.15 | 38150 | 724.85 | 2.222% | 16.1078 | 273.8322 | 489.1678
10141103 | PMT | TRANSFORMADOR | PTS 684 | TRANSFORMADOR MARCA:Desta Power Malta PTS 684 | Bela Vista |  | Maputo |  |  | 32,6520002 | -26,4744392 | 160 | 33 | 0,4 | 3Φ | 2001 | Desta Power Malta | DT-256/18 | 991 | 45 | 656.2622 | 334.7378 | 334737.7778 |  | 29 | 49.55 | 49550 | 941.45 | 2.222% | 20.9211 | 355.6589 | 635.3411
10141103 | PMT | TRANSFORMADOR | PT 687 | TRANSFORMADOR MARCA:Desta Power Malta PT 687 | Bela Vista |  | Maputo |  |  | 32,7154161 | -26,5053384 | 100 | 33 | 0,4 | 3Φ | 2001 | Desta Power Malta | DT-255/34 | 763 | 45 | 505.2756 | 257.7244 | 257724.4444 |  | 29 | 38.15 | 38150 | 724.85 | 2.222% | 16.1078 | 273.8322 | 489.1678
10141103 | PMT | TRANSFORMADOR | PT 59 RE | TRANSFORMADOR MARCA:Alstom PT 59 RE | Maxixe |  | Inhambane |  |  | 35,3522547 | -23,7706266 | 100 | 33 | 0,4 | 3Φ | 2001 | Alstom | 04164/03/002 | 763 | 45 | 505.2756 | 257.7244 | 257724.4444 |  | 29 | 38.15 | 38150 | 724.85 | 2.222% | 16.1078 | 273.8322 | 489.1678
10141103 | PMT | TRANSFORMADOR | PT 69 RE | TRANSFORMADOR MARCA:ABB PT 69 RE | Maxixe |  | Inhambane |  |  | 35,2251422 | -24,1381546 | 200 | 33 | 0.4 | 3Φ | 2001 | ABB | T-18834 | 991 | 45 | 656.2622 | 334.7378 | 334737.7778 |  | 29 | 49.55 | 49550 | 941.45 | 2.222% | 20.9211 | 355.6589 | 635.3411
10141103 | PMT | TRANSFORMADOR | PT 12 RE | TRANSFORMADOR MARCA: PT 12 RE | Maxixe |  | Inhambane |  |  | 35º18'56.00" | 23º50'04.90" | 315 | 33 | 0.4 | 3Φ | 2001 |  |  | 1039 | 45 | 688.0489 | 350.9511 | 350951.1111 |  | 29 | 51.95 | 51950 | 987.05 | 2.222% | 21.9344 | 372.8856 | 666.1144
10141103 | PMT | TRANSFORMADOR | PT 51 RE | TRANSFORMADOR MARCA: PT 51 RE | Maxixe |  | Inhambane |  |  | 35º21'48.10" | 23º42'35.00" | 50 | 33 | 0.4 | 3Φ | 2001 |  |  | 643 | 45 | 425.8089 | 217.1911 | 217191.1111 |  | 29 | 32.15 | 32150 | 610.85 | 2.222% | 13.5744 | 230.7656 | 412.2344
10141103 | PMT | TRANSFORMADOR | PT 52 RE | TRANSFORMADOR MARCA: PT 52 RE | Maxixe |  | Inhambane |  |  | 35º22'18.40" | 23º41'32.70" | 50 | 33 | 0.4 | 3Φ | 2001 |  |  | 643 | 45 | 425.8089 | 217.1911 | 217191.1111 |  | 29 | 32.15 | 32150 | 610.85 | 2.222% | 13.5744 | 230.7656 | 412.2344
10141103 | PMT | TRANSFORMADOR | PTS 492 | TRANSFORMADOR MARCA:Desta PTS 492 |  |  | MATOLA |  |  | 32,448255 | -25,967458 | 100 | 33 | 0.4 | 3Φ | 2001 | Desta | DT- 255/17 | 763 | 45 | 505.2756 | 257.7244 | 257724.4444 |  | 29 | 38.15 | 38150 | 724.85 | 2.222% | 16.1078 | 273.8322 | 489.1678
10141103 | PMT | TRANSFORMADOR | PT 119R | TRANSFORMADOR MARCA:ABB PT 119R |  |  | Mageanino |  |  | 32,6154379 | -25,8344917 | 500 | 33 | 0.4 | 3Φ | 2001 | ABB | T-18794 | 1200 | 45 | 794.6667 | 405.3333 | 405333.3333 |  | 29 | 60 | 60000 | 1140 | 2.222% | 25.3333 | 430.6667 | 769.3333
10141103 | PMT | TRANSFORMADOR | PT 209R | TRANSFORMADOR MARCA:Desta Power Matla PT 209R |  |  | Cumbeza |  |  | 32,579963 | -25,818533 | 250 | 33 | 0.4 | 3Φ | 2001 | Desta Power Matla | Dt-254/7 | 991 | 45 | 656.2622 | 334.7378 | 334737.7778 |  | 29 | 49.55 | 49550 | 941.45 | 2.222% | 20.9211 | 355.6589 | 635.3411
10141103 | PMT | TRANSFORMADOR | PTS 233 | TRANSFORMADOR MARCA:DESTA PTS 233 |  |  | CIDADE DA MATOLA |  |  | 32,458750 | -25,952611 | 400 | 33 | 0.4 | 3Φ | 2001 | DESTA | T-2801/4 | 1039 | 45 | 688.0489 | 350.9511 | 350951.1111 |  | 29 | 51.95 | 51950 | 987.05 | 2.222% | 21.9344 | 372.8856 | 666.1144
10141103 | PMT | TRANSFORMADOR | AGXX/PTS0278 | TRANSFORMADOR MARCA:ABB AGXX/PTS0278 AGXX/PTS0278 | Chiconela | AGXX/PTS0278 | ZONGOENE | Gaza |  | 25º 00.319 | 033º 29.335 | 50 | 33 | 0.4 | 3 | 2001 | ABB | T-18807 | 643 | 45 | 425.8089 | 217.1911 | 217191.1111 |  | 29 | 32.15 | 32150 | 610.85 | 2.222% | 13.5744 | 230.7656 | 412.2344
10141103 | PMT | TRANSFORMADOR | AGXX/PTS0054 | TRANSFORMADOR MARCA:ALSTOM AGXX/PTS0054 AGXX/PTS0054 | Fenicelene | AGXX/PTS0054 | DA CIDADE DE XAI-XAI | Gaza |  | 25º 01.951 | 033º 37.498 | 100 | 11 | 0.4 | 3 | 2001 | ALSTOM | 04164/01/07 | 445 | 45 | 294.6889 | 150.3111 | 150311.1111 |  | 29 | 22.25 | 22250 | 422.75 | 2.222% | 9.3944 | 159.7056 | 285.2944
10141103 | PMT | TRANSFORMADOR | AGXX/PTS0055 | TRANSFORMADOR MARCA:ALSTOM AGXX/PTS0055 AGXX/PTS0055 | Povoação de Chilaulene | AGXX/PTS0055 | DA CIDADE DE XAI-XAI | Gaza |  | 25º 07.583 | 033º 33.321 | 100 | 11 | 0.4 | 3 | 2001 | ALSTOM | 04164/01/01 | 445 | 45 | 294.6889 | 150.3111 | 150311.1111 |  | 29 | 22.25 | 22250 | 422.75 | 2.222% | 9.3944 | 159.7056 | 285.2944
10141103 | PMT | TRANSFORMADOR | AGXX/PTS0056 | TRANSFORMADOR MARCA:DESTA AGXX/PTS0056 AGXX/PTS0056 | Hospital Provincial | AGXX/PTS0056 | Gaza | Gaza |  | 25º 04.048 | 033º 39.463 | 400 | 11 | 0.4 | 3 | 2001 | DESTA | T-2868/2 | 899 | 45 | 595.3378 | 303.6622 | 303662.2222 |  | 29 | 44.95 | 44950 | 854.05 | 2.222% | 18.9789 | 322.6411 | 576.3589
10141103 | PMT | TRANSFORMADOR | AGXX/PTS0081 | TRANSFORMADOR MARCA:ALSTOM AGXX/PTS0081 AGXX/PTS0081 | Patrice Lumumba 2º bairro | AGXX/PTS0081 | Gaza | Gaza |  | 25º 05.394 | 033º 40.332 | 100 | 11 | 0.4 | 3 | 2001 | ALSTOM | 04164/02/05 | 445 | 45 | 294.6889 | 150.3111 | 150311.1111 |  | 29 | 22.25 | 22250 | 422.75 | 2.222% | 9.3944 | 159.7056 | 285.2944
10141103 | PMT | TRANSFORMADOR | AGXX/PTS0350 | TRANSFORMADOR MARCA:ALSTOM AGXX/PTS0350 AGXX/PTS0350 | Ndambine 2013 Fase III | AGXX/PTS0350 | Gaza | Gaza |  | 25º 04.207 | 033º 42.168 | 100 | 11 | 0.4 | 3 | 2001 | ALSTOM | 04164/01/02 | 445 | 45 | 294.6889 | 150.3111 | 150311.1111 |  | 29 | 22.25 | 22250 | 422.75 | 2.222% | 9.3944 | 159.7056 | 285.2944
10141103 | PMT | TRANSFORMADOR | AGXX/PTS0087 | TRANSFORMADOR MARCA:ALSTOM AGXX/PTS0087 AGXX/PTS0087 | Chinunguine zona da Maimuna | AGXX/PTS0087 | Gaza | Gaza |  | 25º 04.826 | 033º 42.811 | 100 | 11 | 0.4 | 3 | 2001 | ALSTOM | 04164/01/03 | 445 | 45 | 294.6889 | 150.3111 | 150311.1111 |  | 29 | 22.25 | 22250 | 422.75 | 2.222% | 9.3944 | 159.7056 | 285.2944
10141103 | PMT | TRANSFORMADOR | AGCDG/PTS0124 | TRANSFORMADOR MARCA:DESTA AGCDG/PTS0124 AGCDG/PTS0124 | Maciene Projecto | AGCDG/PTS0124 | CHIDENGUELE [USC] | Gaza |  | 25º 02.533 | 033º 51.289 | 160 | 33 | 0.4 | 3 | 2001 | DESTA | DT-256/15 | 991 | 45 | 656.2622 | 334.7378 | 334737.7778 |  | 29 | 49.55 | 49550 | 941.45 | 2.222% | 20.9211 | 355.6589 | 635.3411
10141103 | PMT | TRANSFORMADOR | AGCDG/PTS0128 | TRANSFORMADOR MARCA:DESTA AGCDG/PTS0128 AGCDG/PTS0128 | Chizavane Ministro Projecto | AGCDG/PTS0128 | GESTÃO - USC DE CHIDENGUELE | Gaza |  | 24º 57.811 | 033º 58.977 | 100 | 33 | 0.4 | 3 | 2001 | DESTA | DT-255/19 | 763 | 45 | 505.2756 | 257.7244 | 257724.4444 |  | 29 | 38.15 | 38150 | 724.85 | 2.222% | 16.1078 | 273.8322 | 489.1678
10141103 | PMT | TRANSFORMADOR | AGCDG/PTS0135 | TRANSFORMADOR MARCA:DESTA AGCDG/PTS0135 AGCDG/PTS0135 | Missão Chidenguele | AGCDG/PTS0135 | GESTÃO - USC DE CHIDENGUELE | Gaza |  | 24º 54.543 | 034º 10.494 | 160 | 33 | 0.4 | 3 | 2001 | DESTA | DT-256/25 | 991 | 45 | 656.2622 | 334.7378 | 334737.7778 |  | 29 | 49.55 | 49550 | 941.45 | 2.222% | 20.9211 | 355.6589 | 635.3411
10141103 | PMT | TRANSFORMADOR | AGCDG/PTS0136 | TRANSFORMADOR MARCA:DESTA AGCDG/PTS0136 AGCDG/PTS0136 | Chidenguele Povoação | AGCDG/PTS0136 | GESTÃO - USC DE CHIDENGUELE | Gaza |  | 24º 55.190 | 034º 11.165 | 160 | 33 | 0.4 | 3 | 2001 | DESTA | DT-256/12 | 991 | 45 | 656.2622 | 334.7378 | 334737.7778 |  | 29 | 49.55 | 49550 | 941.45 | 2.222% | 20.9211 | 355.6589 | 635.3411
10141103 | PMT | TRANSFORMADOR | AGCDG/PTS0141 | TRANSFORMADOR MARCA:DESTA AGCDG/PTS0141 AGCDG/PTS0141 | Lagoa de Chidenguele 1 | AGCDG/PTS0141 | GESTÃO - USC DE CHIDENGUELE | Gaza |  | 24° 56.068 | 034° 11.754 | 160 | 33 | 0.4 | 3 | 2001 | DESTA | DT-256/4 | 991 | 45 | 656.2622 | 334.7378 | 334737.7778 |  | 29 | 49.55 | 49550 | 941.45 | 2.222% | 20.9211 | 355.6589 | 635.3411
10141103 | PMT | TRANSFORMADOR | AGCDG/PTS0142 | TRANSFORMADOR MARCA:DESTA AGCDG/PTS0142 AGCDG/PTS0142 | Lagoa de Chidenguele 2 Mopeia | AGCDG/PTS0142 | GESTÃO - USC DE CHIDENGUELE | Gaza |  | 24° 55.900 | 034° 12.099 | 160 | 33 | 0.4 | 3 | 2001 | DESTA | DT-256/7 | 991 | 45 | 656.2622 | 334.7378 | 334737.7778 |  | 29 | 49.55 | 49550 | 941.45 | 2.222% | 20.9211 | 355.6589 | 635.3411
10141103 | PMT | TRANSFORMADOR | AGCBT/PTS0187 | TRANSFORMADOR MARCA:TRANSFORMERS AGCBT/PTS0187 AGCBT/PTS0187 | Malehice Carpintaria | AGCBT/PTS0187 | GESTÃO ZSC DE CHIBUTO | Gaza |  | 24° 45.291 | 033° 40.132 | 100 | 33 | 0.4 | 3 | 2001 | TRANSFORMERS | 10361701/02 | 763 | 45 | 505.2756 | 257.7244 | 257724.4444 |  | 29 | 38.15 | 38150 | 724.85 | 2.222% | 16.1078 | 273.8322 | 489.1678
10141103 | PMT | TRANSFORMADOR | AGMJC/PTS0233 | TRANSFORMADOR MARCA:ABB AGMJC/PTS0233 AGMJC/PTS0233 | Chanwane | AGMJC/PTS0233 | GESTÃO - ZSC DE MANJACAZE | Gaza |  | 24° 44.275 | 033° 49.435 | 50 | 33 | 0.4 | 3 | 2001 | ABB | T-18807 | 643 | 45 | 425.8089 | 217.1911 | 217191.1111 |  | 29 | 32.15 | 32150 | 610.85 | 2.222% | 13.5744 | 230.7656 | 412.2344
10141103 | PMT | TRANSFORMADOR | PTS 23 | TRANSFORMADOR MARCA:Marca Chinesa ANGOCHE PTS 23 |  | ANGOCHE | ANGOCHE | MULAPANE |  | 16°02.113 | 40°05.997 | 50 | 33KV | 400V | 3 | 2001 | Marca Chinesa | 1005014503 | 643 | 45 | 425.8089 | 217.1911 | 217191.1111 |  | 29 | 32.15 | 32150 | 610.85 | 2.222% | 13.5744 | 230.7656 | 412.2344
10141103 | PMT | TRANSFORMADOR | PTS 5 | TRANSFORMADOR MARCA:POWERTECH MOMA PTS 5 |  | MOMA | MOMA | N.CAMPO |  | 16°44.462 | 39°12.479 | 100KVA | 22KV | 400V | 3 | 2001 | POWERTECH | SEM CHAPA DE CARACTERÍSTICA | 445 | 45 | 294.6889 | 150.3111 | 150311.1111 |  | 29 | 22.25 | 22250 | 422.75 | 2.222% | 9.3944 | 159.7056 | 285.2944
10141103 | PMT | TRANSFORMADOR | PTS 10 | TRANSFORMADOR MARCA:ORMAZABAL MOMA PTS 10 |  | MOMA | MOMA | MUCOROGE |  | 16°47.868 | 39°08.989 | 160KVA | 22KV | 400V | 3 | 2001 | ORMAZABAL | 256808 | 572 | 45 | 378.7911 | 193.2089 | 193208.8889 |  | 29 | 28.6 | 28600 | 543.4 | 2.222% | 12.0756 | 205.2844 | 366.7156
10141103 | PMT | TRANSFORMADOR | 7 | TRANSFORMADOR MARCA:FST NACALA 7 |  | NACALA | Nacala-Porto | Bairro Ribáwe |  | 14°31.315 | 40°41.406 | 500 | 33KV | 400V | 3 | 2001 | FST | TS-1307063 | 1200 | 45 | 794.6667 | 405.3333 | 405333.3333 |  | 29 | 60 | 60000 | 1140 | 2.222% | 25.3333 | 430.6667 | 769.3333
10141103 | PMT | TRANSFORMADOR | 8 | TRANSFORMADOR MARCA:MISSING PLATE NACALA 8 |  | NACALA | Nacala-Porto | Bairro Mathápue |  | 14°32.538 | 40°41.987 | 500 | 33KV | 400V | 3 | 2001 | MISSING PLATE |  | 1200 | 45 | 794.6667 | 405.3333 | 405333.3333 |  | 29 | 60 | 60000 | 1140 | 2.222% | 25.3333 | 430.6667 | 769.3333
10141103 | PMT | TRANSFORMADOR | 9 | TRANSFORMADOR MARCA:ITB NACALA 9 |  | NACALA | Nacala-Porto | Zona do Royal Plastic |  | 14°35.083 | 40°40.898 | 315 | 33KV | 400V | 3 | 2001 | ITB | 735126 | 1039 | 45 | 688.0489 | 350.9511 | 350951.1111 |  | 29 | 51.95 | 51950 | 987.05 | 2.222% | 21.9344 | 372.8856 | 666.1144
10141103 | PMT | TRANSFORMADOR | 10 | TRANSFORMADOR MARCA:TM NACALA 10 |  | NACALA | Nacala-Porto | RIII ( Aguas) |  | 14°33.139 | 40°41.088 | 315 | 33KV | 400V | 3 | 2001 | TM | 895601 | 1039 | 45 | 688.0489 | 350.9511 | 350951.1111 |  | 29 | 51.95 | 51950 | 987.05 | 2.222% | 21.9344 | 372.8856 | 666.1144
10141103 | PMT | TRANSFORMADOR | 11 | TRANSFORMADOR MARCA:TM NACALA 11 |  | NACALA | Nacala-Porto | Naherenque I |  | 14°27.452 | 40°41.275 | 250 | 33KV | 400V | 3 | 2001 | TM | 17-12988 | 991 | 45 | 656.2622 | 334.7378 | 334737.7778 |  | 29 | 49.55 | 49550 | 941.45 | 2.222% | 20.9211 | 355.6589 | 635.3411
10141103 | PMT | TRANSFORMADOR | 12 | TRANSFORMADOR MARCA:TM NACALA 12 |  | NACALA | Nacala-Porto | Bairro Tielela |  | 14°34.014 | 40°40.489 | 200 | 11KV | 400V | 3 | 2001 | TM | 899063 | 572 | 45 | 378.7911 | 193.2089 | 193208.8889 |  | 29 | 28.6 | 28600 | 543.4 | 2.222% | 12.0756 | 205.2844 | 366.7156
10141103 | PMT | TRANSFORMADOR | 17 | TRANSFORMADOR MARCA:TRANSIX NACALA 17 |  | NACALA | Nacala-Porto | Maiaia ( EP2 Maiaia ) |  | 14°32.307 | 40°40.935 | 315 | 11KV | 400V | 3 | 2001 | TRANSIX | H00019 | 840 | 45 | 556.2667 | 283.7333 | 283733.3333 |  | 29 | 42 | 42000 | 798 | 2.222% | 17.7333 | 301.4667 | 538.5333
10141103 | PMT | TRANSFORMADOR | 18 | TRANSFORMADOR MARCA:EFACEC NACALA 18 |  | NACALA | Nacala-Porto | Hospital Geral de Nacala |  | 14°32.903 | 40°41.080 | 200 | 11KV | 400V | 3 | 2001 | EFACEC | F002423 | 572 | 45 | 378.7911 | 193.2089 | 193208.8889 |  | 29 | 28.6 | 28600 | 543.4 | 2.222% | 12.0756 | 205.2844 | 366.7156
10141103 | PMT | TRANSFORMADOR | 19 | TRANSFORMADOR MARCA:POWERTRCH NACALA 19 |  | NACALA | Nacala-Porto | Muzuane ADPP |  | 14°30.373 | 40°40.581 | 22 | 33KV | 400V | 3 | 2001 | POWERTRCH | 20759904/02 | 643 | 45 | 425.8089 | 217.1911 | 217191.1111 |  | 29 | 32.15 | 32150 | 610.85 | 2.222% | 13.5744 | 230.7656 | 412.2344
10141103 | PMT | TRANSFORMADOR | 20 | TRANSFORMADOR MARCA:ASTON NACALA 20 |  | NACALA | Nacala-Porto | Bairro Triângulo |  | 14°33.957 | 40°41.112 | 500 | 33KV | 400V | 3 | 2001 | ASTON | 02985/08/08 | 1200 | 45 | 794.6667 | 405.3333 | 405333.3333 |  | 29 | 60 | 60000 | 1140 | 2.222% | 25.3333 | 430.6667 | 769.3333
10141103 | PMT | TRANSFORMADOR | 21 | TRANSFORMADOR MARCA:TM NACALA 21 |  | NACALA | Nacala-Porto | Bairro Mocone |  | 14°32.363 | 40°41.506 | 500 | 33KV | 400V | 3 | 2001 | TM | 920931 | 1200 | 45 | 794.6667 | 405.3333 | 405333.3333 |  | 29 | 60 | 60000 | 1140 | 2.222% | 25.3333 | 430.6667 | 769.3333
10141103 | PMT | TRANSFORMADOR | 22 | TRANSFORMADOR MARCA:EFACEC NACALA 22 |  | NACALA | Nacala-Porto | PTS B. Mathapue na zona da Esc. Cristo é Vida |  | 14°32.955 | 40°42.190 | 315 | 33KV | 400V | 3 | 2001 | EFACEC | F000763102 | 1039 | 45 | 688.0489 | 350.9511 | 350951.1111 |  | 29 | 51.95 | 51950 | 987.05 | 2.222% | 21.9344 | 372.8856 | 666.1144
10141103 | PMT | TRANSFORMADOR | 23 | TRANSFORMADOR MARCA:EFACEC NACALA 23 |  | NACALA | Nacala-Porto | Praia, Zona do Farol |  | 14°29.147 | 40°41.062 | 200 | 33KV | 400V | 3 | 2001 | EFACEC | K005098 | 991 | 45 | 656.2622 | 334.7378 | 334737.7778 |  | 29 | 49.55 | 49550 | 941.45 | 2.222% | 20.9211 | 355.6589 | 635.3411
10141103 | PMT | TRANSFORMADOR | 24 | TRANSFORMADOR MARCA:POWERTECH NACALA 24 |  | NACALA | Nacala-Porto | Muanona - Cruz.Nacala-a-Velha |  | 14°37.614 | 40°40.998 | 250 | 33KV | 400V | 3 | 2001 | POWERTECH | 20779302/02 | 991 | 45 | 656.2622 | 334.7378 | 334737.7778 |  | 29 | 49.55 | 49550 | 941.45 | 2.222% | 20.9211 | 355.6589 | 635.3411
10141103 | PMT | TRANSFORMADOR | 26 | TRANSFORMADOR MARCA:TANALEC NACALA 26 |  | NACALA | Nacala-Porto | Nacotho |  | 14°42.076 | 40°40.527 | 50 | 33KV | 400V | 3 | 2001 | TANALEC | T-1832 | 643 | 45 | 425.8089 | 217.1911 | 217191.1111 |  | 29 | 32.15 | 32150 | 610.85 | 2.222% | 13.5744 | 230.7656 | 412.2344
10141103 | PMT | TRANSFORMADOR | 27 | TRANSFORMADOR MARCA:TUSCO NACALA 27 |  | NACALA | Nacala-Porto | Quissimajulo no Hospital |  | 14°30.809 | 40°47.114 | 50 | 33KV | 400V | 3 | 2001 | TUSCO | 10625701/03 | 643 | 45 | 425.8089 | 217.1911 | 217191.1111 |  | 29 | 32.15 | 32150 | 610.85 | 2.222% | 13.5744 | 230.7656 | 412.2344
10141103 | PMT | TRANSFORMADOR | 28 | TRANSFORMADOR MARCA:MORE TRAFO NACALA 28 |  | NACALA | Nacala-Porto | Kwanza |  | 14°33.230 | 40°42.153 | 500 | 33KV | 400V | 3 | 2001 | MORE TRAFO | T951499 | 1200 | 45 | 794.6667 | 405.3333 | 405333.3333 |  | 29 | 60 | 60000 | 1140 | 2.222% | 25.3333 | 430.6667 | 769.3333
10141103 | PMT | TRANSFORMADOR | 29 | TRANSFORMADOR MARCA:TUSCO NACALA 29 |  | NACALA | Nacala-Porto | Quissimajulo mercado |  | 14°30.508 | 40°47.629 | 100 | 33KV | 400V | 3 | 2001 | TUSCO | 11325-T4 | 763 | 45 | 505.2756 | 257.7244 | 257724.4444 |  | 29 | 38.15 | 38150 | 724.85 | 2.222% | 16.1078 | 273.8322 | 489.1678
10141103 | PMT | TRANSFORMADOR | 30 | TRANSFORMADOR MARCA:SGB NACALA 30 |  | NACALA | Nacala-Porto | PT Novo I Zona do Rufino |  | 14°33.722 | 40°41.398 | 200 | 33KV | 400V | 3 | 2001 | SGB | 337499 | 991 | 45 | 656.2622 | 334.7378 | 334737.7778 |  | 29 | 49.55 | 49550 | 941.45 | 2.222% | 20.9211 | 355.6589 | 635.3411
10141103 | PMT | TRANSFORMADOR | 31 | TRANSFORMADOR MARCA:SGB NACALA 31 |  | NACALA | Nacala-Porto | PT Novo II (Ontupaia) |  | 14°33.765 | 40°41.631 | 250 | 33KV | 400V | 3 | 2001 | SGB | 337499 | 991 | 45 | 656.2622 | 334.7378 | 334737.7778 |  | 29 | 49.55 | 49550 | 941.45 | 2.222% | 20.9211 | 355.6589 | 635.3411
10141103 | PMT | TRANSFORMADOR | 33 | TRANSFORMADOR MARCA:ASTOR NACALA 33 |  | NACALA | Nacala-Porto | PT Novo III Zona parque do Bebe Nauaia |  | 14°31.775 | 40°41.778 | 250 | 33KV | 400V | 3 | 2001 | ASTOR | 17-01464 | 991 | 45 | 656.2622 | 334.7378 | 334737.7778 |  | 29 | 49.55 | 49550 | 941.45 | 2.222% | 20.9211 | 355.6589 | 635.3411
10141103 | PMT | TRANSFORMADOR | 34 | TRANSFORMADOR MARCA:SGB NACALA 34 |  | NACALA | Nacala-Porto | PT Novo IV Zona do Rachide |  | 14°31.012 | 40°47.810 | 200 | 33KV | 400V | 3 | 2001 | SGB | 597407 | 991 | 45 | 656.2622 | 334.7378 | 334737.7778 |  | 29 | 49.55 | 49550 | 941.45 | 2.222% | 20.9211 | 355.6589 | 635.3411
10141103 | PMT | TRANSFORMADOR | 36 | TRANSFORMADOR MARCA:ACTON NACALA 36 |  | NACALA | Nacala-Porto | PT Cruzamento Matibane |  | 14°39.745 | 40°40.692 | 200 | 33KV | 400V | 3 | 2001 | ACTON | 902841011006 | 991 | 45 | 656.2622 | 334.7378 | 334737.7778 |  | 29 | 49.55 | 49550 | 941.45 | 2.222% | 20.9211 | 355.6589 | 635.3411
10141103 | PMT | TRANSFORMADOR | 37 | TRANSFORMADOR MARCA:ITB NACALA 37 |  | NACALA | Nacala-Porto | Naherenque II (Novo)-Decresce |  | 14°28.403 | 40°41.064 | 200 | 33KV | 400V | 3 | 2001 | ITB | 6265/1 | 991 | 45 | 656.2622 | 334.7378 | 334737.7778 |  | 29 | 49.55 | 49550 | 941.45 | 2.222% | 20.9211 | 355.6589 | 635.3411
10141103 | PMT | TRANSFORMADOR | 38 | TRANSFORMADOR MARCA:POWERTECH NACALA 38 |  | NACALA | Nacala-Porto | Ontupaia Nacurrula |  | 14°33.984 | 40°41.896 | 315 | 33KV | 400V | 3 | 2001 | POWERTECH | 20718501/01 | 1039 | 45 | 688.0489 | 350.9511 | 350951.1111 |  | 29 | 51.95 | 51950 | 987.05 | 2.222% | 21.9344 | 372.8856 | 666.1144
10141103 | PMT | TRANSFORMADOR | 39 | TRANSFORMADOR MARCA:ITB NACALA 39 |  | NACALA | Nacala-Porto | PTS B.Triângulo(Zona do Bispo) |  | 14°33.545 | 40°40.790 | 200 | 33KV | 400V | 3 | 2001 | ITB | 735123 | 991 | 45 | 656.2622 | 334.7378 | 334737.7778 |  | 29 | 49.55 | 49550 | 941.45 | 2.222% | 20.9211 | 355.6589 | 635.3411
10141103 | PMT | TRANSFORMADOR | 40 | TRANSFORMADOR MARCA:TSM NACALA 40 |  | NACALA | Nacala-Porto | PTS Muzuane Novo depois do Cruz na Escola |  | 14°30.311 | 40°41.770 | 200 | 33KV | 400V | 3 | 2001 | TSM | 52-100/31 | 991 | 45 | 656.2622 | 334.7378 | 334737.7778 |  | 29 | 49.55 | 49550 | 941.45 | 2.222% | 20.9211 | 355.6589 | 635.3411
10141103 | PMT | TRANSFORMADOR | 42 | TRANSFORMADOR MARCA:TM NACALA 42 |  | NACALA | Nacala-Porto | Naherengue Thamole |  | 14°27.543 | 40°40.844 | 250 | 33KV | 400V | 3 | 2001 | TM | TB1509091 | 991 | 45 | 656.2622 | 334.7378 | 334737.7778 |  | 29 | 49.55 | 49550 | 941.45 | 2.222% | 20.9211 | 355.6589 | 635.3411
10141103 | PMT | TRANSFORMADOR | 47 | TRANSFORMADOR MARCA:ASTOR NACALA 47 |  | NACALA | Nacala-Porto | PTS Nacurrula, S. Vicente |  | 14°34.111 | 40°42.274 | 200 | 33KV | 400V | 3 | 2001 | ASTOR | 17-13416 | 991 | 45 | 656.2622 | 334.7378 | 334737.7778 |  | 29 | 49.55 | 49550 | 941.45 | 2.222% | 20.9211 | 355.6589 | 635.3411
10141103 | PMT | TRANSFORMADOR | 48 | TRANSFORMADOR MARCA:TUSCO NACALA 48 |  | NACALA | Nacala-Porto | PTS Ambar |  | 14°36.466 | 40°41.067 | 100 | 33KV | 400V | 3 | 2001 | TUSCO | 11325FE | 763 | 45 | 505.2756 | 257.7244 | 257724.4444 |  | 29 | 38.15 | 38150 | 724.85 | 2.222% | 16.1078 | 273.8322 | 489.1678
10141103 | PMT | TRANSFORMADOR | 49 | TRANSFORMADOR MARCA:TBM NACALA 49 |  | NACALA | Nacala-Porto | Quissimajulo III Na entrada - |  | 14°31.012 | 40°41.779 | 16 | 33KV | 400V | 3 | 2001 | TBM | 106225701/03 | 643 | 45 | 425.8089 | 217.1911 | 217191.1111 |  | 29 | 32.15 | 32150 | 610.85 | 2.222% | 13.5744 | 230.7656 | 412.2344
10141103 | PMT | TRANSFORMADOR | 50 | TRANSFORMADOR MARCA:EFACEC NACALA 50 |  | NACALA | Nacala-Porto | PTS Ontupaia Z da colega Gilda |  | 14°34.919 | 40°41.186 | 315 | 33KV | 400V | 3 | 2001 | EFACEC | E001078.08 | 1039 | 45 | 688.0489 | 350.9511 | 350951.1111 |  | 29 | 51.95 | 51950 | 987.05 | 2.222% | 21.9344 | 372.8856 | 666.1144
10141103 | PMT | TRANSFORMADOR | 52 | TRANSFORMADOR MARCA:TM NACALA 52 |  | NACALA | Nacala-Porto | Zona do colega Muanahomo |  | 14°33.107 | 40°41.674 | 200 | 33KV | 400V | 3 | 2001 | TM | TB 1509101 | 991 | 45 | 656.2622 | 334.7378 | 334737.7778 |  | 29 | 49.55 | 49550 | 941.45 | 2.222% | 20.9211 | 355.6589 | 635.3411
10141103 | PMT | TRANSFORMADOR | 53 | TRANSFORMADOR MARCA:TM NACALA 53 |  | NACALA | Nacala-Porto | PTS Zona do colega Chalenga |  | 14°33.348 | 40°41.817 | 250 | 33KV | 400V | 3 | 2001 | TM | 920814 | 991 | 45 | 656.2622 | 334.7378 | 334737.7778 |  | 29 | 49.55 | 49550 | 941.45 | 2.222% | 20.9211 | 355.6589 | 635.3411
10141103 | PMT | TRANSFORMADOR | 54 | TRANSFORMADOR MARCA:MISSING PLATE NACALA 54 |  | NACALA | Nacala-Porto | PTS Bairro Nauaia Prox. Da Escola. |  | 14°31.637 | 40°41.967 | 200 | 33KV | 400V | 3 | 2001 | MISSING PLATE |  | 991 | 45 | 656.2622 | 334.7378 | 334737.7778 |  | 29 | 49.55 | 49550 | 941.45 | 2.222% | 20.9211 | 355.6589 | 635.3411
10141103 | PMT | TRANSFORMADOR | 55 | TRANSFORMADOR MARCA:EFACEC NACALA 55 |  | NACALA | Nacala-Porto | Barragem |  | 14°43.287 | 40°31.977 | 500 | 33KV | 400V | 3 | 2001 | EFACEC | L000196.02 | 1200 | 45 | 794.6667 | 405.3333 | 405333.3333 |  | 29 | 60 | 60000 | 1140 | 2.222% | 25.3333 | 430.6667 | 769.3333
10141103 | PMT | TRANSFORMADOR | 56 | TRANSFORMADOR MARCA:POWERTECH NACALA 56 |  | NACALA | Nacala-Porto | PTS Ontupaia Zona do sr. Malaço |  | 14°34.129 | 40°41.351 | 160 | 33KV | 400V | 3 | 2001 | POWERTECH | K007642.01 | 991 | 45 | 656.2622 | 334.7378 | 334737.7778 |  | 29 | 49.55 | 49550 | 941.45 | 2.222% | 20.9211 | 355.6589 | 635.3411
10141103 | PMT | TRANSFORMADOR | 57 | TRANSFORMADOR MARCA:ASTOR NACALA 57 |  | NACALA | Nacala-Porto | PTS Ontupaia Expansão na Zona da Feminina |  | 14°35.660 | 40°41.332 | 200 | 33KV | 400V | 3 | 2001 | ASTOR | 17-13009 | 991 | 45 | 656.2622 | 334.7378 | 334737.7778 |  | 29 | 49.55 | 49550 | 941.45 | 2.222% | 20.9211 | 355.6589 | 635.3411
10141103 | PMT | TRANSFORMADOR | 58 | TRANSFORMADOR MARCA:ASTOR NACALA 58 |  | NACALA | Nacala-Porto | PTS Projecto Expansão na Zona da nova Feira |  | 14°33.507 | 40°42.429 | 315 | 33KV | 400V | 3 | 2001 | ASTOR | 17-01424 | 1039 | 45 | 688.0489 | 350.9511 | 350951.1111 |  | 29 | 51.95 | 51950 | 987.05 | 2.222% | 21.9344 | 372.8856 | 666.1144
10141103 | PMT | TRANSFORMADOR | 59 | TRANSFORMADOR MARCA:TM NACALA 59 |  | NACALA | Nacala-Porto | Mocone Zona do Morrocolo |  | 14°32.714 | 40°41.471 | 200 | 33KV | 400V | 3 | 2001 | TM | 920910 | 991 | 45 | 656.2622 | 334.7378 | 334737.7778 |  | 29 | 49.55 | 49550 | 941.45 | 2.222% | 20.9211 | 355.6589 | 635.3411
10141103 | PMT | TRANSFORMADOR | 60 | TRANSFORMADOR MARCA:TM NACALA 60 |  | NACALA | Nacala-Porto | Mocone Proximo do Cemitério |  | 14°32.206 | 40°41.597 | 200 | 33KV | 400V | 3 | 2001 | TM | 979613 | 991 | 45 | 656.2622 | 334.7378 | 334737.7778 |  | 29 | 49.55 | 49550 | 941.45 | 2.222% | 20.9211 | 355.6589 | 635.3411
10141103 | PMT | TRANSFORMADOR | 85 | TRANSFORMADOR MARCA:POWERTECH NACALA 85 |  | NACALA | Mossuril | Mossuril |  | 14°57.740 | 40°39.530 | 315 | 33KV | 400V | 3 | 2001 | POWERTECH | 20731303/03 | 1039 | 45 | 688.0489 | 350.9511 | 350951.1111 |  | 29 | 51.95 | 51950 | 987.05 | 2.222% | 21.9344 | 372.8856 | 666.1144
10141103 | PMT | TRANSFORMADOR | 86 | TRANSFORMADOR MARCA:TSM NACALA 86 |  | NACALA | Mossuril | Ampoese |  | 14°56.756 | 40°38.667 | 32 | 33KV | 400V | 3 | 2001 | TSM | 298209 | 643 | 45 | 425.8089 | 217.1911 | 217191.1111 |  | 29 | 32.15 | 32150 | 610.85 | 2.222% | 13.5744 | 230.7656 | 412.2344
10141103 | PMT | TRANSFORMADOR | 87 | TRANSFORMADOR MARCA:ASTOR NACALA 87 |  | NACALA | Mossuril | Aguas Saua Saua |  | UNABLE TO LOCATE | UNABLE TO LOCATE | 50 | 33KV | 400V | 3 | 2001 | ASTOR | 17-01424 | 643 | 45 | 425.8089 | 217.1911 | 217191.1111 |  | 29 | 32.15 | 32150 | 610.85 | 2.222% | 13.5744 | 230.7656 | 412.2344
10141103 | PMT | TRANSFORMADOR | 88 | TRANSFORMADOR MARCA:EFACEC NACALA 88 |  | NACALA | Mossuril | Cabaceira 18 |  | 14°57.591 | 40°42.041 | 250 | 33KV | 400V | 3 | 2001 | EFACEC | L000322-01 | 991 | 45 | 656.2622 | 334.7378 | 334737.7778 |  | 29 | 49.55 | 49550 | 941.45 | 2.222% | 20.9211 | 355.6589 | 635.3411
10141103 | PMT | TRANSFORMADOR | 89 | TRANSFORMADOR MARCA:TSM NACALA 89 |  | NACALA | Mossuril | Cabaceira Colegio |  | 14°59.998 | 40°45.752 | 32 | 33KV | 400V | 3 | 2001 | TSM | 985460 | 643 | 45 | 425.8089 | 217.1911 | 217191.1111 |  | 29 | 32.15 | 32150 | 610.85 | 2.222% | 13.5744 | 230.7656 | 412.2344
10141103 | PMT | TRANSFORMADOR | 90 | TRANSFORMADOR MARCA:ASTOR NACALA 90 |  | NACALA | Mossuril | Chocas Helder |  | 14°56.205 | 40°44.199 | 315 | 33KV | 400V | 3 | 2001 | ASTOR | 17-13424 | 1039 | 45 | 688.0489 | 350.9511 | 350951.1111 |  | 29 | 51.95 | 51950 | 987.05 | 2.222% | 21.9344 | 372.8856 | 666.1144
10141103 | PMT | TRANSFORMADOR | 91 | TRANSFORMADOR MARCA:JSM NACALA 91 |  | NACALA | Mossuril | Chocas Escritorio |  | 14°56.554 | 40°44.272 | 200 | 33KV | 400V | 3 | 2001 | JSM | 59-200/33 | 991 | 45 | 656.2622 | 334.7378 | 334737.7778 |  | 29 | 49.55 | 49550 | 941.45 | 2.222% | 20.9211 | 355.6589 | 635.3411
10141103 | PMT | TRANSFORMADOR | 92 | TRANSFORMADOR MARCA:FST NACALA 92 |  | NACALA | Mossuril | Chocas Ija |  | 14°56.663 | 40°44.231 | 200 | 33KV | 400V | 3 | 2001 | FST | TB1509123 | 991 | 45 | 656.2622 | 334.7378 | 334737.7778 |  | 29 | 49.55 | 49550 | 941.45 | 2.222% | 20.9211 | 355.6589 | 635.3411
10141103 | PMT | TRANSFORMADOR | 93 | TRANSFORMADOR MARCA:TSM NACALA 93 |  | NACALA | Mossuril | Exoansao Turistica I |  | 14°57.772 | 40°44.449 | 200 | 33KV | 400V | 3 | 2001 | TSM | 895631 | 991 | 45 | 656.2622 | 334.7378 | 334737.7778 |  | 29 | 49.55 | 49550 | 941.45 | 2.222% | 20.9211 | 355.6589 | 635.3411
10141103 | PMT | TRANSFORMADOR | 94 | TRANSFORMADOR MARCA:SLU NACALA 94 |  | NACALA | Mossuril | Carrusca |  | 14°58.229 | 40°44.815 | 315 | 33KV | 400V | 3 | 2001 | SLU | 315/36/331320.PA | 1039 | 45 | 688.0489 | 350.9511 | 350951.1111 |  | 29 | 51.95 | 51950 | 987.05 | 2.222% | 21.9344 | 372.8856 | 666.1144
10141103 | PMT | TRANSFORMADOR | 95 | TRANSFORMADOR MARCA:MISSING PLATE NACALA 95 |  | NACALA | Mossuril | Expanssao Trueistica II |  | 14°58.627 | 40°45.032 | 20 | 33KV | 400V | 3 | 2001 | MISSING PLATE |  | 643 | 45 | 425.8089 | 217.1911 | 217191.1111 |  | 29 | 32.15 | 32150 | 610.85 | 2.222% | 13.5744 | 230.7656 | 412.2344
10141103 | PMT | TRANSFORMADOR | 96 | TRANSFORMADOR MARCA:TSM NACALA 96 |  | NACALA | Mossuril | Cabaceira Pequena |  | 14°58.764 | 40°43.739 | 100 | 33KV | 400V | 3 | 2001 | TSM | 916523 | 763 | 45 | 505.2756 | 257.7244 | 257724.4444 |  | 29 | 38.15 | 38150 | 724.85 | 2.222% | 16.1078 | 273.8322 | 489.1678
10141103 | PMT | TRANSFORMADOR | 97 | TRANSFORMADOR MARCA:TSM NACALA 97 |  | NACALA | Mossuril | Naguema |  | 14°59.859 | 40°30.629 | 100 | 33KV | 400V | 3 | 2001 | TSM | 967367 | 763 | 45 | 505.2756 | 257.7244 | 257724.4444 |  | 29 | 38.15 | 38150 | 724.85 | 2.222% | 16.1078 | 273.8322 | 489.1678
10141103 | PMT | TRANSFORMADOR | 98 | TRANSFORMADOR MARCA:TUSCO NACALA 98 |  | NACALA | Mossuril | Paquela |  | 14°57.467 | 40°26.643 | 50 | 33KV | 400V | 3 | 2001 | TUSCO | 481777 | 643 | 45 | 425.8089 | 217.1911 | 217191.1111 |  | 29 | 32.15 | 32150 | 610.85 | 2.222% | 13.5744 | 230.7656 | 412.2344
10141103 | PMT | TRANSFORMADOR | 101 | TRANSFORMADOR MARCA:TO-FAMS NACALA 101 |  | NACALA | Mossuril | Muanona II |  | 14°58.598 | 40°27.710 | 25 | 33KV | 400V | 3 | 2001 | TO-FAMS | 10576202/01 | 643 | 45 | 425.8089 | 217.1911 | 217191.1111 |  | 29 | 32.15 | 32150 | 610.85 | 2.222% | 13.5744 | 230.7656 | 412.2344
10141103 | PMT | TRANSFORMADOR | 102 | TRANSFORMADOR MARCA:TUSCO NACALA 102 |  | NACALA | Mossuril | Saua-Saua |  | 14°57.451 | 40°40.210 | 100 | 33KV | 400V | 3 | 2001 | TUSCO | 591163 | 763 | 45 | 505.2756 | 257.7244 | 257724.4444 |  | 29 | 38.15 | 38150 | 724.85 | 2.222% | 16.1078 | 273.8322 | 489.1678
10141103 | PMT | TRANSFORMADOR | 105 | TRANSFORMADOR MARCA:POWERTECH NACALA 105 |  | NACALA | Nacala-a-Velha | PT2 (EPC Namirupa) |  | 14º 32' 48.528" S | -40º -36' -32.35" W | 25 | 33KV | 400V | 3 | 2001 | POWERTECH | 10625701/02 | 643 | 45 | 425.8089 | 217.1911 | 217191.1111 |  | 29 | 32.15 | 32150 | 610.85 | 2.222% | 13.5744 | 230.7656 | 412.2344
10141103 | PMT | TRANSFORMADOR | 106 | TRANSFORMADOR MARCA:TCT NACALA 106 |  | NACALA | Nacala-a-Velha | PT3 (Coutinho/Namanca) |  | 14º 30' 1.061" S | -40º -33' -47.22" W | 50 | 33KV | 400V | 3 | 2001 | TCT | 10304401/09 | 643 | 45 | 425.8089 | 217.1911 | 217191.1111 |  | 29 | 32.15 | 32150 | 610.85 | 2.222% | 13.5744 | 230.7656 | 412.2344
10141103 | PMT | TRANSFORMADOR | 107 | TRANSFORMADOR MARCA:TWSARL NACALA 107 |  | NACALA | Nacala-a-Velha | PT4 (Salinas) |  | 14º 36' 11.415" S | -40º -36' -11.937" W | 160 | 33KV | 400V | 3 | 2001 | TWSARL | 895558 | 991 | 45 | 656.2622 | 334.7378 | 334737.7778 |  | 29 | 49.55 | 49550 | 941.45 | 2.222% | 20.9211 | 355.6589 | 635.3411
10141103 | PMT | TRANSFORMADOR | 108 | TRANSFORMADOR MARCA:ZENT TRANSFORM NACALA 108 |  | NACALA | Nacala-a-Velha | PT5 (Locone) |  | 14º 38' 24.404" S | -40º -38' -54.215" W | 160 | 33KV | 400V | 3 | 2001 | ZENT TRANSFORM | 0047T028 | 991 | 45 | 656.2622 | 334.7378 | 334737.7778 |  | 29 | 49.55 | 49550 | 941.45 | 2.222% | 20.9211 | 355.6589 | 635.3411
10141103 | PMT | TRANSFORMADOR | 109 | TRANSFORMADOR MARCA:POWERTECH NACALA 109 |  | NACALA | Nacala-a-Velha | PT6 (EPC- Hospital) |  | 14º 32' 42.5" S | -40º -37' -25.32" W | 200 | 33KV | 400V | 3 | 2001 | POWERTECH | 20693001/03 | 991 | 45 | 656.2622 | 334.7378 | 334737.7778 |  | 29 | 49.55 | 49550 | 941.45 | 2.222% | 20.9211 | 355.6589 | 635.3411
10141103 | PMT | TRANSFORMADOR | 110 | TRANSFORMADOR MARCA:TWSARL NACALA 110 |  | NACALA | Nacala-a-Velha | PT7(paragem Mueria) |  | 14º 32' 47.204" S | -40º -37' -18.039" W | 160 | 33KV | 400V | 3 | 2001 | TWSARL | 919607 | 991 | 45 | 656.2622 | 334.7378 | 334737.7778 |  | 29 | 49.55 | 49550 | 941.45 | 2.222% | 20.9211 | 355.6589 | 635.3411
10141103 | PMT | TRANSFORMADOR | 111 | TRANSFORMADOR MARCA:POWERTECH NACALA 111 |  | NACALA | Nacala-a-Velha | PT8(Escola Secundaria) |  | 14º 34' 10.781" S | -40º -36' -4.382" W | 200 | 33KV | 400V | 3 | 2001 | POWERTECH | 20831203/01 | 991 | 45 | 656.2622 | 334.7378 | 334737.7778 |  | 29 | 49.55 | 49550 | 941.45 | 2.222% | 20.9211 | 355.6589 | 635.3411
10141103 | PMT | TRANSFORMADOR | 112 | TRANSFORMADOR MARCA:ASTOR NACALA 112 |  | NACALA | Nacala-a-Velha | PT9(Vida Nova) |  | 14°10.063 | 040°31.228' | 50 | 33KV | 400V | 3 | 2001 | ASTOR | 17-13306 | 643 | 45 | 425.8089 | 217.1911 | 217191.1111 |  | 29 | 32.15 | 32150 | 610.85 | 2.222% | 13.5744 | 230.7656 | 412.2344
10141103 | PMT | TRANSFORMADOR | 113 | TRANSFORMADOR MARCA:ZNAR NACALA 113 |  | NACALA | Memba | Hospital |  | 14°10.784 | 040°31.457' | 160 | 33KV | 400V | 3 | 2001 | ZNAR | 54122 | 991 | 45 | 656.2622 | 334.7378 | 334737.7778 |  | 29 | 49.55 | 49550 | 941.45 | 2.222% | 20.9211 | 355.6589 | 635.3411
10141103 | PMT | TRANSFORMADOR | 114 | TRANSFORMADOR MARCA:EFACEC NACALA 114 |  | NACALA | Memba | Resid.Admnis |  | 14°11.036' | 040°31.564' | 100 | 33KV | 400V | 3 | 2001 | EFACEC | F000727 | 763 | 45 | 505.2756 | 257.7244 | 257724.4444 |  | 29 | 38.15 | 38150 | 724.85 | 2.222% | 16.1078 | 273.8322 | 489.1678
10141103 | PMT | TRANSFORMADOR | 115 | TRANSFORMADOR MARCA:ITB NACALA 115 |  | NACALA | Memba | Pensão Jovi |  | 14°11.252' | 040°31.564' | 160 | 33KV | 400V | 3 | 2001 | ITB | 778764 | 991 | 45 | 656.2622 | 334.7378 | 334737.7778 |  | 29 | 49.55 | 49550 | 941.45 | 2.222% | 20.9211 | 355.6589 | 635.3411
10141103 | PMT | TRANSFORMADOR | 116 | TRANSFORMADOR MARCA:ASTOR NACALA 116 |  | NACALA | Memba | 7 de Abril |  | 14°22.685 | 40°31.175 | 160 | 33KV | 400V | 3 | 2001 | ASTOR | 17-12917 | 991 | 45 | 656.2622 | 334.7378 | 334737.7778 |  | 29 | 49.55 | 49550 | 941.45 | 2.222% | 20.9211 | 355.6589 | 635.3411
10141103 | PMT | TRANSFORMADOR | 117 | TRANSFORMADOR MARCA:MISSING PLATE NACALA 117 |  | NACALA | Memba | Geba |  | 14°22.675 | 40°31.375 | 200 | 33KV | 400V | 3 | 2001 | MISSING PLATE |  | 991 | 45 | 656.2622 | 334.7378 | 334737.7778 |  | 29 | 49.55 | 49550 | 941.45 | 2.222% | 20.9211 | 355.6589 | 635.3411
10141103 | PMT | TRANSFORMADOR | 119 | TRANSFORMADOR MARCA:GONNELA MONAPO 119 |  | MONAPO | Ilha de Moc. | Macaripe/Matador |  | 15°02.505 | 40°43.673 | 315 | 11KV | 400V | 3 | 2001 | GONNELA | T940268 | 840 | 45 | 556.2667 | 283.7333 | 283733.3333 |  | 29 | 42 | 42000 | 798 | 2.222% | 17.7333 | 301.4667 | 538.5333
10141103 | PMT | TRANSFORMADOR | 120 | TRANSFORMADOR MARCA:TRANSFIX MONAPO 120 |  | MONAPO | Ilha de Moc. | Marangonha/ Indalane |  | 15°02.409 | 40°43.858 | 630 | 11KV | 400V | 3 | 2001 | TRANSFIX | JN0034 | 1016 | 45 | 672.8178 | 343.1822 | 343182.2222 |  | 29 | 50.8 | 50800 | 965.2 | 2.222% | 21.4489 | 364.6311 | 651.3689
10141103 | PMT | TRANSFORMADOR | 121 | TRANSFORMADOR MARCA:SGB MONAPO 121 |  | MONAPO | Ilha de Moc. | Jembesse/ Minis |  | 15°02.625 | 40°41.668 | 500 | 11KV | 400V | 3 | 2001 | SGB | 397397 | 1016 | 45 | 672.8178 | 343.1822 | 343182.2222 |  | 29 | 50.8 | 50800 | 965.2 | 2.222% | 21.4489 | 364.6311 | 651.3689
10141103 | PMT | TRANSFORMADOR | 122 | TRANSFORMADOR MARCA:EFACEC MONAPO 122 |  | MONAPO | Ilha de Moc. | Sanculo |  | 15°03.500 | 40°41.750 | 100 | 33KV | 400V | 3 | 2001 | EFACEC | F000762.01 | 763 | 45 | 505.2756 | 257.7244 | 257724.4444 |  | 29 | 38.15 | 38150 | 724.85 | 2.222% | 16.1078 | 273.8322 | 489.1678
10141103 | PMT | TRANSFORMADOR | 123 | TRANSFORMADOR MARCA:DPM MONAPO 123 |  | MONAPO | Ilha de Moc. | Gulamo |  | 15°02.357 | 40°40.914 | 200 | 33KV | 400V | 3 | 2001 | DPM | 10671001/04 | 991 | 45 | 656.2622 | 334.7378 | 334737.7778 |  | 29 | 49.55 | 49550 | 941.45 | 2.222% | 20.9211 | 355.6589 | 635.3411
10141103 | PMT | TRANSFORMADOR | 124 | TRANSFORMADOR MARCA:TUSCO MONAPO 124 |  | MONAPO | Ilha de Moc. | Macicate |  | 15°03.066 | 40°39.340 | 100 | 33KV | 400V | 3 | 2001 | TUSCO | 487773 | 763 | 45 | 505.2756 | 257.7244 | 257724.4444 |  | 29 | 38.15 | 38150 | 724.85 | 2.222% | 16.1078 | 273.8322 | 489.1678
10141103 | PMT | TRANSFORMADOR | 125 | TRANSFORMADOR MARCA:TUSCO MONAPO 125 |  | MONAPO | Ilha de Moc. | lumbo |  | 15°01.221 | 40°39.955 | 250 | 33KV | 400V | 3 | 2001 | TUSCO | 487773 | 991 | 45 | 656.2622 | 334.7378 | 334737.7778 |  | 29 | 49.55 | 49550 | 941.45 | 2.222% | 20.9211 | 355.6589 | 635.3411
10141103 | PMT | TRANSFORMADOR | 126 | TRANSFORMADOR MARCA:DPM MONAPO 126 |  | MONAPO | Ilha de Moc. | Patamar |  | 15°01.752 | 40°38.870 | 25 | 33KV | 400V | 3 | 2001 | DPM | 10671001/04 | 643 | 45 | 425.8089 | 217.1911 | 217191.1111 |  | 29 | 32.15 | 32150 | 610.85 | 2.222% | 13.5744 | 230.7656 | 412.2344
10141103 | PMT | TRANSFORMADOR | 127 | TRANSFORMADOR MARCA:ASTOR MONAPO 127 |  | MONAPO | Ilha de Moc. | Tibane |  | 15°02.564 | 40°38.869 | 25 | 33KV | 400V | 3 | 2001 | ASTOR | 1713038 | 643 | 45 | 425.8089 | 217.1911 | 217191.1111 |  | 29 | 32.15 | 32150 | 610.85 | 2.222% | 13.5744 | 230.7656 | 412.2344
10141103 | PMT | TRANSFORMADOR | 128 | TRANSFORMADOR MARCA:EFACEC MONAPO 128 |  | MONAPO | Ilha de Moc. | Tocolo |  | 15°01.341 | 40°37.100 | 160 | 33KV | 400V | 3 | 2001 | EFACEC | 125362 | 991 | 45 | 656.2622 | 334.7378 | 334737.7778 |  | 29 | 49.55 | 49550 | 941.45 | 2.222% | 20.9211 | 355.6589 | 635.3411
10141103 | PMT | TRANSFORMADOR | 129 | TRANSFORMADOR MARCA:TM MONAPO 129 |  | MONAPO | Ilha de Moc. | Muchelia |  | 15°01.050 | 40°33.465 | 100 | 33KV | 400V | 3 | 2001 | TM | TB 1307063 | 763 | 45 | 505.2756 | 257.7244 | 257724.4444 |  | 29 | 38.15 | 38150 | 724.85 | 2.222% | 16.1078 | 273.8322 | 489.1678
10141103 | PMT | TRANSFORMADOR | 130 | TRANSFORMADOR MARCA:ASTOR MONAPO 130 |  | MONAPO | Ilha de Moc. | Intete |  | 15°02.332 | 40°41.652 | 160 | 33KV | 400V | 3 | 2001 | ASTOR | 17-01569 | 991 | 45 | 656.2622 | 334.7378 | 334737.7778 |  | 29 | 49.55 | 49550 | 941.45 | 2.222% | 20.9211 | 355.6589 | 635.3411
10141103 | PMT | TRANSFORMADOR | 131 | TRANSFORMADOR MARCA:EFACEC MONAPO 131 |  | MONAPO | Ilha de Moc. | Jembesse/ Fora |  | 15°02.748 | 40°41.356 | 250 | 33KV | 400V | 3 | 2001 | EFACEC | 200213.09 | 991 | 45 | 656.2622 | 334.7378 | 334737.7778 |  | 29 | 49.55 | 49550 | 941.45 | 2.222% | 20.9211 | 355.6589 | 635.3411
10141103 | PMT | TRANSFORMADOR | 132 | TRANSFORMADOR MARCA:ALSTHOM SAVOISENNE MONAPO 132 |  | MONAPO | Ilha de Moc. | Jembesse/ Cutucua |  | 15°02.179 | 40°44.051 | 160 | 33KV | 400V | 3 | 2001 | ALSTHOM SAVOISENNE | H4630 | 991 | 45 | 656.2622 | 334.7378 | 334737.7778 |  | 29 | 49.55 | 49550 | 941.45 | 2.222% | 20.9211 | 355.6589 | 635.3411
10141103 | PMT | TRANSFORMADOR | 133 | TRANSFORMADOR MARCA: MONAPO 133 |  | MONAPO | Ilha de Moc. | MINISE |  | 15°02.357 | 40°40.914 | 2000 | 33KV | 400V | 3 | 2001 |  |  | 2900 | 45 | 1920.4444 | 979.5556 | 979555.5556 |  | 29 | 145 | 145000 | 2755 | 2.222% | 61.2222 | 1040.7778 | 1859.2222
10141103 | PMT | TRANSFORMADOR | 134 | TRANSFORMADOR MARCA: MONAPO 134 |  | MONAPO | Ilha de Moc. | MINISE |  | 15°03.066 | 40°39.340 | 1250 | 33KV | 400V | 3 | 2001 |  |  | 1890 | 45 | 1251.6 | 638.4 | 638400 |  | 29 | 94.5 | 94500 | 1795.5 | 2.222% | 39.9 | 678.3 | 1211.7
10141103 | PMT | TRANSFORMADOR | 135 | TRANSFORMADOR MARCA:MOTRA MONAPO 135 |  | MONAPO | Monapo | Vila Cimento |  | 14°55.015 | 40°17.782 | 315 | 11KV | 400V | 3 | 2001 | MOTRA | 19351 | 840 | 45 | 556.2667 | 283.7333 | 283733.3333 |  | 29 | 42 | 42000 | 798 | 2.222% | 17.7333 | 301.4667 | 538.5333
10141103 | PMT | TRANSFORMADOR | 136 | TRANSFORMADOR MARCA:EFACEC MONAPO 136 |  | MONAPO | Monapo | Praça dos Heróis |  | 14°54.813 | 40°17.757 | 500 | 11KV | 400V | 3 | 2001 | EFACEC | K008864 | 1016 | 45 | 672.8178 | 343.1822 | 343182.2222 |  | 29 | 50.8 | 50800 | 965.2 | 2.222% | 21.4489 | 364.6311 | 651.3689
10141103 | PMT | TRANSFORMADOR | 137 | TRANSFORMADOR MARCA:EFACEC MONAPO 137 |  | MONAPO | Monapo | Moagem |  | 14°55.022 | 40°18.116 | 315 | 11KV | 400V | 3 | 2001 | EFACEC | 108308 | 840 | 45 | 556.2667 | 283.7333 | 283733.3333 |  | 29 | 42 | 42000 | 798 | 2.222% | 17.7333 | 301.4667 | 538.5333
10141103 | PMT | TRANSFORMADOR | 138 | TRANSFORMADOR MARCA:TM MONAPO 138 |  | MONAPO | Monapo | Rio Ponte |  | 14°55.146 | 40°19.153 | 200 | 11KV | 400V | 3 | 2001 | TM | 895594 | 572 | 45 | 378.7911 | 193.2089 | 193208.8889 |  | 29 | 28.6 | 28600 | 543.4 | 2.222% | 12.0756 | 205.2844 | 366.7156
10141103 | PMT | TRANSFORMADOR | 139 | TRANSFORMADOR MARCA:EFACEC MONAPO 139 |  | MONAPO | Monapo | 28 de Setembro |  | 14°55.328 | 40°17.426 | 315 | 11KV | 400V | 3 | 2001 | EFACEC | Nao visivel | 840 | 45 | 556.2667 | 283.7333 | 283733.3333 |  | 29 | 42 | 42000 | 798 | 2.222% | 17.7333 | 301.4667 | 538.5333
10141103 | PMT | TRANSFORMADOR | 140 | TRANSFORMADOR MARCA:SGB MONAPO 140 |  | MONAPO | Monapo | Naquite |  | 14°53.053 | 40°19.606 | 200 | 11KV | 400V | 3 | 2001 | SGB | 405803 | 572 | 45 | 378.7911 | 193.2089 | 193208.8889 |  | 29 | 28.6 | 28600 | 543.4 | 2.222% | 12.0756 | 205.2844 | 366.7156
10141103 | PMT | TRANSFORMADOR | 141 | TRANSFORMADOR MARCA:TM MONAPO 141 |  | MONAPO | Monapo | Nova Cuamba |  | 14°54.110 | 40°19.729 | 160 | 11KV | 400V | 3 | 2001 | TM | 923099 | 572 | 45 | 378.7911 | 193.2089 | 193208.8889 |  | 29 | 28.6 | 28600 | 543.4 | 2.222% | 12.0756 | 205.2844 | 366.7156
10141103 | PMT | TRANSFORMADOR | 142 | TRANSFORMADOR MARCA:POWERTECH MONAPO 142 |  | MONAPO | Monapo | Nachicuva |  | 14°54.420 | 40°20.024 | 250 | 11KV | 400V | 3 | 2001 | POWERTECH | 20728101/01 | 840 | 45 | 556.2667 | 283.7333 | 283733.3333 |  | 29 | 42 | 42000 | 798 | 2.222% | 17.7333 | 301.4667 | 538.5333
10141103 | PMT | TRANSFORMADOR | 143 | TRANSFORMADOR MARCA:EFACEC MONAPO 143 |  | MONAPO | Monapo | Ampivine |  | 14°55.067 | 40°23.049 | 100 | 33KV | 400V | 3 | 2001 | EFACEC | F00761/02 | 763 | 45 | 505.2756 | 257.7244 | 257724.4444 |  | 29 | 38.15 | 38150 | 724.85 | 2.222% | 16.1078 | 273.8322 | 489.1678
10141103 | PMT | TRANSFORMADOR | 144 | TRANSFORMADOR MARCA:FST MONAPO 144 |  | MONAPO | Monapo | Carapira |  | 14°54.912 | 40°13.348 | 160 | 33KV | 400V | 3 | 2001 | FST | TB1509050 | 991 | 45 | 656.2622 | 334.7378 | 334737.7778 |  | 29 | 49.55 | 49550 | 941.45 | 2.222% | 20.9211 | 355.6589 | 635.3411
10141103 | PMT | TRANSFORMADOR | 145 | TRANSFORMADOR MARCA:TM MONAPO 145 |  | MONAPO | Monapo | Nacololo |  | 14°54.010 | 40°08.132 | 160 | 33KV | 400V | 3 | 2001 | TM | 895493 | 991 | 45 | 656.2622 | 334.7378 | 334737.7778 |  | 29 | 49.55 | 49550 | 941.45 | 2.222% | 20.9211 | 355.6589 | 635.3411
10141103 | PMT | TRANSFORMADOR | 146 | TRANSFORMADOR MARCA:TM MONAPO 146 |  | MONAPO | Monapo | Muelege |  | 14°47.179 | 40°19.056 | 100 | 33KV | 400V | 3 | 2001 | TM | 923340 | 763 | 45 | 505.2756 | 257.7244 | 257724.4444 |  | 29 | 38.15 | 38150 | 724.85 | 2.222% | 16.1078 | 273.8322 | 489.1678
10141103 | PMT | TRANSFORMADOR | 147 | TRANSFORMADOR MARCA:ZEND TRASNF MONAPO 147 |  | MONAPO | Monapo | Itoculo |  | 14°43.213 | 40°20.181 | 100 | 33KV | 400V | 3 | 2001 | ZEND TRASNF | 471049 | 763 | 45 | 505.2756 | 257.7244 | 257724.4444 |  | 29 | 38.15 | 38150 | 724.85 | 2.222% | 16.1078 | 273.8322 | 489.1678
10141103 | PMT | TRANSFORMADOR | 148 | TRANSFORMADOR MARCA:TUSCO MONAPO 148 |  | MONAPO | Monapo | Nicane |  | 14°45.082 | 40°15.691 | 50 | 33KV | 400V | 3 | 2001 | TUSCO | 487787 | 643 | 45 | 425.8089 | 217.1911 | 217191.1111 |  | 29 | 32.15 | 32150 | 610.85 | 2.222% | 13.5744 | 230.7656 | 412.2344
10141103 | PMT | TRANSFORMADOR | 149 | TRANSFORMADOR MARCA:SGB MONAPO 149 |  | MONAPO | Monapo | Nicane-ADPP |  | 14°45.095 | 40°14.889 | 50 | 33KV | 400V | 3 | 2001 | SGB | 387338 | 643 | 45 | 425.8089 | 217.1911 | 217191.1111 |  | 29 | 32.15 | 32150 | 610.85 | 2.222% | 13.5744 | 230.7656 | 412.2344
10141103 | PMT | TRANSFORMADOR | 150 | TRANSFORMADOR MARCA:TUSCO MONAPO 150 |  | MONAPO | Monapo | Nacololo-Pedreira |  | 14°54.329 | 40°08.335 | 100 | 33KV | 400V | 3 | 2001 | TUSCO | 487819 | 763 | 45 | 505.2756 | 257.7244 | 257724.4444 |  | 29 | 38.15 | 38150 | 724.85 | 2.222% | 16.1078 | 273.8322 | 489.1678
10141103 | PMT | TRANSFORMADOR | 151 | TRANSFORMADOR MARCA:S/Chapa MONAPO 151 |  | MONAPO | Monapo | Nampiza |  | 14°45.971 | 40°15.930 | 50 | 33KV | 400V | 3 | 2001 | S/Chapa | S/Chapa | 643 | 45 | 425.8089 | 217.1911 | 217191.1111 |  | 29 | 32.15 | 32150 | 610.85 | 2.222% | 13.5744 | 230.7656 | 412.2344
10141103 | PMT | TRANSFORMADOR | 152 | TRANSFORMADOR MARCA:FST MONAPO 152 |  | MONAPO | Monapo | Naherengue |  | 14°53.759 | 40°20.146 | 100 | 33KV | 400V | 3 | 2001 | FST | TB1509161 | 763 | 45 | 505.2756 | 257.7244 | 257724.4444 |  | 29 | 38.15 | 38150 | 724.85 | 2.222% | 16.1078 | 273.8322 | 489.1678
10141103 | PMT | TRANSFORMADOR | 153 | TRANSFORMADOR MARCA:POWERTECH MONAPO 153 |  | MONAPO | Monapo | Moagem |  | 14°54.831 | 40°18.067 | 200 | 33KV | 400V | 3 | 2001 | POWERTECH | 108663301 | 991 | 45 | 656.2622 | 334.7378 | 334737.7778 |  | 29 | 49.55 | 49550 | 941.45 | 2.222% | 20.9211 | 355.6589 | 635.3411
10141103 | PMT | TRANSFORMADOR | 154 | TRANSFORMADOR MARCA: MONAPO 154 |  | MONAPO | Monapo | Nachicuva-Olam |  | 14°54.544 | 40°20.027 | 25 | 33KV | 400V | 3 | 2001 |  |  | 643 | 45 | 425.8089 | 217.1911 | 217191.1111 |  | 29 | 32.15 | 32150 | 610.85 | 2.222% | 13.5744 | 230.7656 | 412.2344
10141103 | PMT | TRANSFORMADOR | 155 | TRANSFORMADOR MARCA:TANELEC MONAPO 155 |  | MONAPO | Meconta | Vila de Namialo |  | 14°55.300 | 39°59.184 | 50 | 33KV | 400V | 3 | 2001 | TANELEC | T-6908 | 643 | 45 | 425.8089 | 217.1911 | 217191.1111 |  | 29 | 32.15 | 32150 | 610.85 | 2.222% | 13.5744 | 230.7656 | 412.2344
10141103 | PMT | TRANSFORMADOR | 156 | TRANSFORMADOR MARCA:TM MONAPO 156 |  | MONAPO | Meconta | Napepere |  | 14°55.095 | 39°58.735 | 315 | 33KV | 400V | 3 | 2001 | TM | 1306-12 | 1039 | 45 | 688.0489 | 350.9511 | 350951.1111 |  | 29 | 51.95 | 51950 | 987.05 | 2.222% | 21.9344 | 372.8856 | 666.1144
10141103 | PMT | TRANSFORMADOR | 157 | TRANSFORMADOR MARCA:ITB MONAPO 157 |  | MONAPO | Meconta | Mulapane |  | 14°55.096 | 39°59.907 | 250 | 33KV | 400V | 3 | 2001 | ITB | 702250 | 991 | 45 | 656.2622 | 334.7378 | 334737.7778 |  | 29 | 49.55 | 49550 | 941.45 | 2.222% | 20.9211 | 355.6589 | 635.3411
10141103 | PMT | TRANSFORMADOR | 158 | TRANSFORMADOR MARCA:TANELEC MONAPO 158 |  | MONAPO | Meconta | Vila de Meconta |  | 14°59.412 | 39°50.650 | 160 | 33KV | 400V | 3 | 2001 | TANELEC | T-25133 | 991 | 45 | 656.2622 | 334.7378 | 334737.7778 |  | 29 | 49.55 | 49550 | 941.45 | 2.222% | 20.9211 | 355.6589 | 635.3411
10141103 | PMT | TRANSFORMADOR | 159 | TRANSFORMADOR MARCA:TUSCO MONAPO 159 |  | MONAPO | Meconta | Teterene |  | 14°58.095 | 39°52.609 | 50 | 33KV | 400V | 3 | 2001 | TUSCO | 11325-T4 | 643 | 45 | 425.8089 | 217.1911 | 217191.1111 |  | 29 | 32.15 | 32150 | 610.85 | 2.222% | 13.5744 | 230.7656 | 412.2344
10141103 | PMT | TRANSFORMADOR | 160 | TRANSFORMADOR MARCA:TUSCO MONAPO 160 |  | MONAPO | Meconta | Bombagem H2O |  | 14°58.412 | 39°52.650 | 50 | 33KV | 400V | 3 | 2001 | TUSCO | SN487830 | 643 | 45 | 425.8089 | 217.1911 | 217191.1111 |  | 29 | 32.15 | 32150 | 610.85 | 2.222% | 13.5744 | 230.7656 | 412.2344
10141103 | PMT | TRANSFORMADOR | 161 | TRANSFORMADOR MARCA:SGB MONAPO 161 |  | MONAPO | Meconta | Triangulo-sodam |  | 14°55.258 | 39°59.608 | 200 | 33KV | 400V | 3 | 2001 | SGB | 405602 | 991 | 45 | 656.2622 | 334.7378 | 334737.7778 |  | 29 | 49.55 | 49550 | 941.45 | 2.222% | 20.9211 | 355.6589 | 635.3411
10141103 | PMT | TRANSFORMADOR | 162 | TRANSFORMADOR MARCA:EFACEC MONAPO 162 |  | MONAPO | Meconta | Ratane |  | 14°55.195 | 39°57.735 | 50 | 33KV | 400V | 3 | 2001 | EFACEC | L000194.03 | 643 | 45 | 425.8089 | 217.1911 | 217191.1111 |  | 29 | 32.15 | 32150 | 610.85 | 2.222% | 13.5744 | 230.7656 | 412.2344
10141103 | PMT | TRANSFORMADOR | 163 | TRANSFORMADOR MARCA: MONAPO 163 |  | MONAPO | Meconta | Vila de Netia |  | 14°44.867 | 39°58.574 | 250 | 33KV | 400V | 3 | 2001 |  |  | 991 | 45 | 656.2622 | 334.7378 | 334737.7778 |  | 29 | 49.55 | 49550 | 941.45 | 2.222% | 20.9211 | 355.6589 | 635.3411
10141103 | PMT | TRANSFORMADOR | 164 | TRANSFORMADOR MARCA:ITB MONAPO 164 |  | MONAPO | Muecate | Muecate Entrada |  | 14°54.016 | 39°37.851 | 200 | 33KV | 400V | 3 | 2001 | ITB | 626582 | 991 | 45 | 656.2622 | 334.7378 | 334737.7778 |  | 29 | 49.55 | 49550 | 941.45 | 2.222% | 20.9211 | 355.6589 | 635.3411
10141103 | PMT | TRANSFORMADOR | 165 | TRANSFORMADOR MARCA:ASTOR MONAPO 165 |  | MONAPO | Muecate | Muecate Vila |  | 14°53.435 | 39°37.953 | 100 | 33KV | 400V | 3 | 2001 | ASTOR | 17-02149 | 763 | 45 | 505.2756 | 257.7244 | 257724.4444 |  | 29 | 38.15 | 38150 | 724.85 | 2.222% | 16.1078 | 273.8322 | 489.1678
10141103 | PMT | TRANSFORMADOR | 166 | TRANSFORMADOR MARCA:TUSCO MONAPO 166 |  | MONAPO | Meconta | Micolene |  | 14°55.610 | 39°58.356 | 100 | 33KV | 400V | 3 | 2001 | TUSCO | 591156 | 763 | 45 | 505.2756 | 257.7244 | 257724.4444 |  | 29 | 38.15 | 38150 | 724.85 | 2.222% | 16.1078 | 273.8322 | 489.1678
10141103 | PMT | TRANSFORMADOR | 167 | TRANSFORMADOR MARCA:TM MONAPO 167 |  | MONAPO | Meconta | Chaune-Benedita |  | 14°54.956 | 39°59.124 | 200 | 33KV | 400V | 3 | 2001 | TM | 967338 | 991 | 45 | 656.2622 | 334.7378 | 334737.7778 |  | 29 | 49.55 | 49550 | 941.45 | 2.222% | 20.9211 | 355.6589 | 635.3411
10141103 | PMT | TRANSFORMADOR | No Label | TRANSFORMADOR MARCA:ALSTOM Inhambane No Label |  | Inhambane | Inhambane |  |  | 35,55192 | -23,86614 | 200 | 33 | 0.4 | 3Φ | 2001 | ALSTOM | 04164/05/01 | 991 | 45 | 656.2622 | 334.7378 | 334737.7778 |  | 29 | 49.55 | 49550 | 941.45 | 2.222% | 20.9211 | 355.6589 | 635.3411
10141103 | PMT | TRANSFORMADOR | PTS302 | TRANSFORMADOR MARCA:DESTA PTS302 PTS302 |  | PTS302 | BOANE |  |  | 32,42708 | -25,01827 | 160 | 33 | 0.4 | 3Φ | 2001 | DESTA | DT-25614 | 991 | 45 | 656.2622 | 334.7378 | 334737.7778 |  | 29 | 49.55 | 49550 | 941.45 | 2.222% | 20.9211 | 355.6589 | 635.3411
10141103 | PMT | TRANSFORMADOR | PTS 1019 | TRANSFORMADOR MARCA:DESTA PTS 1019 PTS 1019 |  | PTS 1019 | BOANE |  |  | 32,43550 | -25,00536 | 160 | 33 | 0.4 | 3Φ | 2001 | DESTA | DT-256/17 | 991 | 45 | 656.2622 | 334.7378 | 334737.7778 |  | 29 | 49.55 | 49550 | 941.45 | 2.222% | 20.9211 | 355.6589 | 635.3411
10141103 | PMT | TRANSFORMADOR | PT 149R | TRANSFORMADOR MARCA:ABB PT 149R PT 149R |  | PT 149R | Mabukwane |  |  |  |  | 500 | 33 | 0.4 | 3Ø | 2001 | ABB | T13793 | 1200 | 45 | 794.6667 | 405.3333 | 405333.3333 |  | 29 | 60 | 60000 | 1140 | 2.222% | 25.3333 | 430.6667 | 769.3333
10141103 | PMT | TRANSFORMADOR | PT 122R | TRANSFORMADOR MARCA:NEI Transformers PT 122R PT 122R |  | PT 122R | Guava |  |  | 32.627399 | -25.830670 | 315 | 33 | 0.4 | 3Ø | 2001 | NEI Transformers | 20411306/02 | 1039 | 45 | 688.0489 | 350.9511 | 350951.1111 |  | 29 | 51.95 | 51950 | 987.05 | 2.222% | 21.9344 | 372.8856 | 666.1144
10141103 | PMT | TRANSFORMADOR | PT 257R | TRANSFORMADOR MARCA:DESTA PT 257R PT 257R |  | PT 257R | Zintava |  |  | 32.646379 | -25.753630 | 100 | 33 | 0.4 | 3Ø | 2001 | DESTA | DT-2551 | 763 | 45 | 505.2756 | 257.7244 | 257724.4444 |  | 29 | 38.15 | 38150 | 724.85 | 2.222% | 16.1078 | 273.8322 | 489.1678
10141103 | PMT | TRANSFORMADOR | PT 373R | TRANSFORMADOR MARCA:DESTA PT 373R PT 373R |  | PT 373R | Zintava |  |  | 32.652642 | -25.751749 | 160 | 33 | 0.4 | 3Ø | 2001 | DESTA | DT-256/22 | 991 | 45 | 656.2622 | 334.7378 | 334737.7778 |  | 29 | 49.55 | 49550 | 941.45 | 2.222% | 20.9211 | 355.6589 | 635.3411
10141103 | PMT | TRANSFORMADOR | PT 134R | TRANSFORMADOR MARCA:Desta Power Matla PT 134R PT 134R |  | PT 134R | Matalane |  |  | 32.643875 | -25.663719 | 160 | 33 | 0.4 | 3Ø | 2001 | Desta Power Matla | DT-256/1 | 991 | 45 | 656.2622 | 334.7378 | 334737.7778 |  | 29 | 49.55 | 49550 | 941.45 | 2.222% | 20.9211 | 355.6589 | 635.3411
10141103 | PMT | TRANSFORMADOR | PT 277R | TRANSFORMADOR MARCA:Desta Power Matla PT 277R PT 277R |  | PT 277R | Bobole |  |  | 32.687848 | -25.606624 | 160 | 33 | 0.4 | 3Ø | 2001 | Desta Power Matla | DT-256/2 | 991 | 45 | 656.2622 | 334.7378 | 334737.7778 |  | 29 | 49.55 | 49550 | 941.45 | 2.222% | 20.9211 | 355.6589 | 635.3411
10141103 | PMT | TRANSFORMADOR | PT 345R | TRANSFORMADOR MARCA:Desta Power Matla PT 345R PT 345R |  | PT 345R | Bobole Castro |  |  | 32.684609 | -25.619886 | 160 | 33 | 0.4 | 3Ø | 2001 | Desta Power Matla | DT-256/26 | 991 | 45 | 656.2622 | 334.7378 | 334737.7778 |  | 29 | 49.55 | 49550 | 941.45 | 2.222% | 20.9211 | 355.6589 | 635.3411
10141103 | PMT | TRANSFORMADOR | PT 76R | TRANSFORMADOR MARCA:NEI PT 76R PT 76R |  | PT 76R | Zimpeto |  |  | 32.579781 | -25.833542 | 315 | 33 | 0.4 | 3Ø | 2001 | NEI | 20411306/01 | 1039 | 45 | 688.0489 | 350.9511 | 350951.1111 |  | 29 | 51.95 | 51950 | 987.05 | 2.222% | 21.9344 | 372.8856 | 666.1144
10141103 | PMT | TRANSFORMADOR | PT 204R | TRANSFORMADOR MARCA:Desta Power Matla PT 204R PT 204R |  | PT 204R | Zimpeto |  |  | 32.569733 | -25.869614 | 100 | 33 | 0.4 | 3Ø | 2001 | Desta Power Matla | DT-255/35 | 763 | 45 | 505.2756 | 257.7244 | 257724.4444 |  | 29 | 38.15 | 38150 | 724.85 | 2.222% | 16.1078 | 273.8322 | 489.1678
10141103 | PMT | TRANSFORMADOR | PT 101R | TRANSFORMADOR MARCA:Desta Power Matla PT 101R PT 101R |  | PT 101R | Marracuene |  |  | 32.666326 | -25.736370 | 160 | 33 | 0.4 | 3Ø | 2001 | Desta Power Matla | DT-256/23 | 991 | 45 | 656.2622 | 334.7378 | 334737.7778 |  | 29 | 49.55 | 49550 | 941.45 | 2.222% | 20.9211 | 355.6589 | 635.3411
10141103 | PMT | TRANSFORMADOR | PT 168 | TRANSFORMADOR MARCA:NEI PT 168 PT 168 |  | PT 168 | T3 |  |  | 32.535890 | -25.902814 | 250 | 33 | 0.4 | 3Ø | 2001 | NEI | 20411301701 | 991 | 45 | 656.2622 | 334.7378 | 334737.7778 |  | 29 | 49.55 | 49550 | 941.45 | 2.222% | 20.9211 | 355.6589 | 635.3411
10141103 | PMT | TRANSFORMADOR | PTS 474 | TRANSFORMADOR MARCA:NEI PTS 474 PTS 474 |  | PTS 474 | Zona Verde |  |  | 32.552005 | -25.866603 | 250 | 33 | 0.4 | 3Ø | 2001 | NEI | 20411304/01 | 991 | 45 | 656.2622 | 334.7378 | 334737.7778 |  | 29 | 49.55 | 49550 | 941.45 | 2.222% | 20.9211 | 355.6589 | 635.3411
10141103 | PMT | TRANSFORMADOR | PTS 66 | TRANSFORMADOR MARCA:ABB PTS 66 PTS 66 |  | PTS 66 | Matola | Liberdade |  | 32.474734 | -25.911663 | 500 | 33 | 0.4 | 3Ø | 2001 | ABB | T-18795 | 1200 | 45 | 794.6667 | 405.3333 | 405333.3333 |  | 29 | 60 | 60000 | 1140 | 2.222% | 25.3333 | 430.6667 | 769.3333
10141103 | AT | TRANSFORMADOR AUXILIAR | Macia | TRANSFORMADOR AUXILIAR MARCA:Pauwels Macia Macia |  | Macia | Macia |  |  |  |  | 250 | 33 | 0.4 | 3Ø | 2001 | Pauwels | 110803 | 991 | 45 | 656.2622 | 334.7378 | 334737.7778 |  | 29 | 49.55 | 49550 | 941.45 | 2.222% | 20.9211 | 355.6589 | 635.3411
10141103 | AT | TRANSFORMADOR AUXILIAR |  | TRANSFORMADOR AUXILIAR MARCA:PAUWELS TRAFO MANHIÇA 66kV |  | MANHIÇA 66kV | Maputo |  |  | 25.25.57.7 | 032.46.25.2 | 250 | 33 | 0.4 | 3 | 2001 | PAUWELS TRAFO | 110805 | 991 | 45 | 656.2622 | 334.7378 | 334737.7778 |  | 29 | 49.55 | 49550 | 941.45 | 2.222% | 20.9211 | 355.6589 | 635.3411
10141103 | AT | TRANSFORMADOR AUXILIAR | PS 10 | TRANSFORMADOR AUXILIAR MARCA: PS 10 |  |  | Maputo |  |  | 32,5942577 | -25,9645756 | 500 | 11 | 0,4 | 3Φ | 2001 |  |  | 2426 | 45 | 1606.5511 | 819.4489 | 819448.8889 |  | 29 | 121.3 | 121300 | 2304.7 | 2.222% | 51.2156 | 870.6644 | 1555.3356
10141103 | AT | TRANSFORMADOR AUXILIAR |  | TRANSFORMADOR AUXILIAR MARCA:TRAFO SERVICE S.r.L. TAVENE |  | TAVENE | CIDADE |  |  |  |  | 160 | 33 | 0.4 | 3 | 2001 | TRAFO SERVICE S.r.L. | 82427 | 991 | 45 | 656.2622 | 334.7378 | 334737.7778 |  | 29 | 49.55 | 49550 | 941.45 | 2.222% | 20.9211 | 355.6589 | 635.3411
10141103 | AT | TRANSFORMADOR AUXILIAR | AT1 | TRANSFORMADOR AUXILIAR MARCA:PAUWELS MACIA AT1 | GAZA | MACIA | MACIA |  |  | S 25ᵒ01'21,31" | E 33ᵒ06'02,03" | 250 | 33 | 0.4 | 3 | 2001 | PAUWELS | 01 1 0803 | 991 | 45 | 656.2622 | 334.7378 | 334737.7778 |  | 29 | 49.55 | 49550 | 941.45 | 2.222% | 20.9211 | 355.6589 | 635.3411
10141103 | AT | TRANSFORMADOR AUXILIAR |  | TRANSFORMADOR AUXILIAR MARCA:601486 CHIBATA |  | CHIBATA | CHIBATA |  |  | S19ᵒ04'14,02" | E033ᵒ19'31,12" | 400 | 18.6 | 0.4 | 3Φ | 2001 | 601486 | 601486 | 572 | 45 | 378.7911 | 193.2089 | 193208.8889 |  | 29 | 28.6 | 28600 | 543.4 | 2.222% | 12.0756 | 205.2844 | 366.7156
10141103 | AT | TRANSFORMADOR AUXILIAR |  | TRANSFORMADOR AUXILIAR MARCA:82411 CHIBATA |  | CHIBATA | CHIBATA |  |  | S19ᵒ04'14,02" | E033ᵒ19'31,12" |  | 18.6 | 0.4 | 3Φ | 2001 | 82411 | 82411 | 572 | 45 | 378.7911 | 193.2089 | 193208.8889 |  | 29 | 28.6 | 28600 | 543.4 | 2.222% | 12.0756 | 205.2844 | 366.7156
10141103 | AT | TRANSFORMADOR AUXILIAR |  | TRANSFORMADOR AUXILIAR MARCA:NOT VISIBLE CHIBATA |  | CHIBATA | CHIBATA |  |  | S19ᵒ04'14,02" | E033ᵒ19'31,12" |  | 22 | 0.4 | 3Φ | 2001 | NOT VISIBLE | NOT VISIBLE | 572 | 45 | 378.7911 | 193.2089 | 193208.8889 |  | 29 | 28.6 | 28600 | 543.4 | 2.222% | 12.0756 | 205.2844 | 366.7156
10141103 | MS | MINISUBESTAÇÃO | PTS 246 | MINISUBESTAÇÃO MARCA:DESTA POWER MATLA PTS 246 PTS 246 |  | PTS 246 | Belulane | Mozal |  | 32.395916 | -25.936615 | 315 | 11 | 0.4 | 3Ø | 2002 | DESTA POWER MATLA | MS121A/2Z | 1213 | 45 | 828.8833 | 384.1167 | 384116.6667 |  | 30 | 60.65 | 60650 | 1152.35 | 2.222% | 25.6078 | 409.7244 | 803.2756
10141103 | MS | MINISUBESTAÇÃO | PTS 129 | MINISUBESTAÇÃO MARCA: PTS 129 |  |  | Maputo |  |  | 32,5819313 | -25,9779316 | 800 | 11 | 0,5 | 3Φ | 2002 |  | 212837 | 3119 | 45 | 2131.3167 | 987.6833 | 987683.3333 |  | 30 | 155.95 | 155950 | 2963.05 | 2.222% | 65.8456 | 1053.5289 | 2065.4711
10141103 | MS | MINISUBESTAÇÃO | PT 149 | MINISUBESTAÇÃO MARCA:P.D.S. Technologies PT 149 |  |  | Maputo |  |  | 32,6026018 | -25,9611488 | 800 | 11 | 0,4 | 3Φ | 2002 | P.D.S. Technologies | 1783 | 3119 | 45 | 2131.3167 | 987.6833 | 987683.3333 |  | 30 | 155.95 | 155950 | 2963.05 | 2.222% | 65.8456 | 1053.5289 | 2065.4711
10141103 | MS | MINISUBESTAÇÃO | PTS 132 | MINISUBESTAÇÃO MARCA: PTS 132 |  |  | Maputo |  |  | 32,6025648 | -25,9619497 | 800 | 11 | 0,4 | 3Φ | 2002 |  |  | 3119 | 45 | 2131.3167 | 987.6833 | 987683.3333 |  | 30 | 155.95 | 155950 | 2963.05 | 2.222% | 65.8456 | 1053.5289 | 2065.4711
10141103 | MS | MINISUBESTAÇÃO | PT 43 | MINISUBESTAÇÃO MARCA: PT 43 |  |  | Maputo |  |  | 32,6067443 | -25,9572478 | 800 | 11 | 0,4 | 3Φ | 2002 |  |  | 3119 | 45 | 2131.3167 | 987.6833 | 987683.3333 |  | 30 | 155.95 | 155950 | 2963.05 | 2.222% | 65.8456 | 1053.5289 | 2065.4711
10141103 | MS | MINISUBESTAÇÃO | PTS `134 | MINISUBESTAÇÃO MARCA: PTS `134 |  |  | Maputo |  |  | 32,6105418 | -25,9527082 | 800 | 11 | 0,4 | 3Φ | 2002 |  |  | 3119 | 45 | 2131.3167 | 987.6833 | 987683.3333 |  | 30 | 155.95 | 155950 | 2963.05 | 2.222% | 65.8456 | 1053.5289 | 2065.4711
10141103 | MS | MINISUBESTAÇÃO | PTS 121 | MINISUBESTAÇÃO MARCA:Efacec PTS 121 |  |  | Maputo |  |  | 32,6111145 | -25,9516248 | 250 | 11 | 0,4 | 3Φ | 2002 | Efacec | 12228.2 | 1213 | 45 | 828.8833 | 384.1167 | 384116.6667 |  | 30 | 60.65 | 60650 | 1152.35 | 2.222% | 25.6078 | 409.7244 | 803.2756
10141103 | GMT | TRANSFORMADOR | PTS15 | TRANSFORMADOR MARCA: PTS15 |  |  | NAMPULA | AVENIDA DE TRABALHO - FAINA |  | 15°6'34.796" | 39°14'3.943" | 500 | 33 | 400V | 3 | 2002 |  |  | 1200 | 45 | 820 | 380 | 380000 |  | 30 | 60 | 60000 | 1140 | 2.222% | 25.3333 | 405.3333 | 794.6667
10141103 | GMT | TRANSFORMADOR | PTS17 | TRANSFORMADOR MARCA: PTS17 |  |  | NAMPULA | BAIRRO DE NAMICOPO- MERCADO PAQUELA |  | 15°5'50.050" | 39°16'22.989" | 315 | 11 | 400V | 3 | 2002 |  |  | 840 | 45 | 574 | 266 | 266000 |  | 30 | 42 | 42000 | 798 | 2.222% | 17.7333 | 283.7333 | 556.2667
10141103 | GMT | TRANSFORMADOR | PTS18 | TRANSFORMADOR MARCA: PTS18 |  |  | NAMPULA | BAIRRO DE MUTAUANHA ENTRADA DA SUBESTAÇÃO |  | 15°7'20.425" | 39°13'1.841" | 315 | 33 | 400V | 3 | 2002 |  |  | 1039 | 45 | 709.9833 | 329.0167 | 329016.6667 |  | 30 | 51.95 | 51950 | 987.05 | 2.222% | 21.9344 | 350.9511 | 688.0489
10141103 | GMT | TRANSFORMADOR | PTS21 | TRANSFORMADOR MARCA: PTS21 |  |  | NAMPULA | BAIRRO DE MUHALA BELENENSES-PRÓXIMO COLEGA JOSÉ ABUDO |  | 15°7'36.234" | 39°16'11.968" | 500 | 11 | 400V | 3 | 2002 |  |  | 1016 | 45 | 694.2667 | 321.7333 | 321733.3333 |  | 30 | 50.8 | 50800 | 965.2 | 2.222% | 21.4489 | 343.1822 | 672.8178
10141103 | GMT | TRANSFORMADOR | PTS22 | TRANSFORMADOR MARCA: PTS22 |  |  | NAMPULA | RUA DE SOFALA JARDIM CARECA |  | 15°7'41.045" | 39°15'49.291" | 315 | 11 | 400V | 3 | 2002 |  |  | 840 | 45 | 574 | 266 | 266000 |  | 30 | 42 | 42000 | 798 | 2.222% | 17.7333 | 283.7333 | 556.2667
10141103 | GMT | TRANSFORMADOR | PTS23 | TRANSFORMADOR MARCA: PTS23 |  |  | NAMPULA | BAIRRO DE MUAHIVIRE- RUA DE TETE |  | 15°7'32.858" | 39°15'36.862" | 315 | 11 | 400V | 3 | 2002 |  |  | 840 | 45 | 574 | 266 | 266000 |  | 30 | 42 | 42000 | 798 | 2.222% | 17.7333 | 283.7333 | 556.2667
10141103 | GMT | TRANSFORMADOR | PTS24 | TRANSFORMADOR MARCA: PTS24 |  |  | NAMPULA | RUA DAS FLORES- PRÉDIO CRAVALHEIRA |  | 15°7'8.750" | 39°15'27.908" | 500 | 11 | 400V | 3 | 2002 |  |  | 1016 | 45 | 694.2667 | 321.7333 | 321733.3333 |  | 30 | 50.8 | 50800 | 965.2 | 2.222% | 21.4489 | 343.1822 | 672.8178
10141103 | GMT | TRANSFORMADOR | PTS29 | TRANSFORMADOR MARCA: PTS29 |  |  | NAMPULA | BAIRRO DE MUAHIVIRE , PROXIMO IGREJA ASSEMBLEIA DE DEUS |  | 15°7'55.887" | 39°15'48.806" | 500 | 11 | 400V | 3 | 2002 |  |  | 1016 | 45 | 694.2667 | 321.7333 | 321733.3333 |  | 30 | 50.8 | 50800 | 965.2 | 2.222% | 21.4489 | 343.1822 | 672.8178
10141103 | GMT | TRANSFORMADOR | PTS37 | TRANSFORMADOR MARCA: PTS37 |  |  | NAMPULA | BAIRRO DE NAMUTEQUELIUA- PROXIMO DA AVÍCOLA |  | 15°9'54.296" | 39°16'43.175" | 500 | 11 | 400V | 3 | 2002 |  |  | 1016 | 45 | 694.2667 | 321.7333 | 321733.3333 |  | 30 | 50.8 | 50800 | 965.2 | 2.222% | 21.4489 | 343.1822 | 672.8178
10141103 | GMT | TRANSFORMADOR | PTS40 | TRANSFORMADOR MARCA: PTS40 |  |  | NAMPULA | BAIRRO DE MUAHIVIRE- CAMPO DO MATCHEDJE |  | 15°7'43.058" | 39°15'25.236" | 250 | 11 | 400V | 3 | 2002 |  |  | 840 | 45 | 574 | 266 | 266000 |  | 30 | 42 | 42000 | 798 | 2.222% | 17.7333 | 283.7333 | 556.2667
10141103 | GMT | TRANSFORMADOR | PTS42 | TRANSFORMADOR MARCA: PTS42 |  |  | NAMPULA | BAIRRO DE MUTAUANHA - HOSPITAL PSIQUIÁTRICO |  | 15°6'45.509" | 39°13'27.067" | 315 | 33 | 400V | 3 | 2002 |  |  | 1039 | 45 | 709.9833 | 329.0167 | 329016.6667 |  | 30 | 51.95 | 51950 | 987.05 | 2.222% | 21.9344 | 350.9511 | 688.0489
10141103 | GMT | TRANSFORMADOR | PTS44 | TRANSFORMADOR MARCA: PTS44 |  |  | NAMPULA | BAIRRO DE MUATALA - NO QUINTAL DO MACHAME |  | 15°7'49.550" | 39°14'42.995" | 160 | 33 | 400V | 3 | 2002 |  |  | 991 | 45 | 677.1833 | 313.8167 | 313816.6667 |  | 30 | 49.55 | 49550 | 941.45 | 2.222% | 20.9211 | 334.7378 | 656.2622
10141103 | GMT | TRANSFORMADOR | PTS61 | TRANSFORMADOR MARCA: PTS61 |  |  | Nampula | BAIRRO DE NAMUTEQUELIUA- NA MEMÓRIA |  | 15°6'42.210" | 39°17'28.694" | 315 | 11 | 400V | 3 | 2002 |  |  | 840 | 45 | 574 | 266 | 266000 |  | 30 | 42 | 42000 | 798 | 2.222% | 17.7333 | 283.7333 | 556.2667
10141103 | GMT | TRANSFORMADOR | PTS66 | TRANSFORMADOR MARCA: PTS66 |  |  | Nampula | BAIRRO DE MUHALA MERCADO ANTIGO NALOKHO |  | 15°7'57.895" | 39°16'24.761" | 315 | 11 | 400V | 3 | 2002 |  |  | 840 | 45 | 574 | 266 | 266000 |  | 30 | 42 | 42000 | 798 | 2.222% | 17.7333 | 283.7333 | 556.2667
10141103 | GMT | TRANSFORMADOR | PTS67 | TRANSFORMADOR MARCA: PTS67 |  |  | Nampula | AVENIDA 25 DE SETEMBRO- PRAÇA DA OMM |  | 15°6'58.323" | 39°15'37.913" | 200 | 11 | 400V | 3 | 2002 |  |  | 572 | 45 | 390.8667 | 181.1333 | 181133.3333 |  | 30 | 28.6 | 28600 | 543.4 | 2.222% | 12.0756 | 193.2089 | 378.7911
10141103 | GMT | TRANSFORMADOR | PTS68 | TRANSFORMADOR MARCA: PTS68 |  |  | Nampula | AVENIDA PAULO SAMUEL KHANKHOMBA FRENTE AO ANTIGO PIQUETE |  | 15°7'6.285" | 39°15'48.812" | 630 | 11 | 400V | 3 | 2002 |  |  | 1016 | 45 | 694.2667 | 321.7333 | 321733.3333 |  | 30 | 50.8 | 50800 | 965.2 | 2.222% | 21.4489 | 343.1822 | 672.8178
10141103 | GMT | TRANSFORMADOR | PTS69 | TRANSFORMADOR MARCA: PTS69 |  |  | Nampula | RUA DOS CONTINUADORES- AO LADO DO PTS 05 |  | 15°7'25.807" | 39°15'25.584" | 315 | 11 | 400V | 3 | 2002 |  |  | 840 | 45 | 574 | 266 | 266000 |  | 30 | 42 | 42000 | 798 | 2.222% | 17.7333 | 283.7333 | 556.2667
10141103 | GMT | TRANSFORMADOR | PTS70 | TRANSFORMADOR MARCA: PTS70 |  |  | Nampula | RUA DA UNIDADE - REINO DO PÃO/ ADPP |  | 15°6'41.667" | 39°15'30.489" | 500 | 11 | 400V | 3 | 2002 |  |  | 1016 | 45 | 694.2667 | 321.7333 | 321733.3333 |  | 30 | 50.8 | 50800 | 965.2 | 2.222% | 21.4489 | 343.1822 | 672.8178
10141103 | GMT | TRANSFORMADOR | PTS71 | TRANSFORMADOR MARCA: PTS71 |  |  | Nampula | BAIRRO DOS BOMBEIROS |  | 15°7'24.805" | 39°15'48.466" | 500 | 11 | 400V | 3 | 2002 |  |  | 1016 | 45 | 694.2667 | 321.7333 | 321733.3333 |  | 30 | 50.8 | 50800 | 965.2 | 2.222% | 21.4489 | 343.1822 | 672.8178
10141103 | GMT | TRANSFORMADOR | PTS72 | TRANSFORMADOR MARCA: PTS72 |  |  | Nampula | AVENIDA EDUARDO MONDLANE- FRENTE A SOTEL |  | 15°7'9.586" | 39°16'4.798" | 315 | 11 | 400V | 3 | 2002 |  |  | 840 | 45 | 574 | 266 | 266000 |  | 30 | 42 | 42000 | 798 | 2.222% | 17.7333 | 283.7333 | 556.2667
10141103 | GMT | TRANSFORMADOR | PTS83 | TRANSFORMADOR MARCA: PTS83 |  |  | Nampula | MCEL - POLIGONO |  | 15°6'23.771" | 39°15'25.877" | 50 | 11 | 400V | 3 | 2002 |  |  | 381 | 45 | 260.35 | 120.65 | 120650 |  | 30 | 19.05 | 19050 | 361.95 | 2.222% | 8.0433 | 128.6933 | 252.3067
10141103 | GMT | TRANSFORMADOR | PTS84 | TRANSFORMADOR MARCA: PTS84 |  |  | Nampula | BAIRRO DE MUTAUANHA PILOTO- PROXIMO COLEGA COMALA |  | 15°7'30.925" | 39°13'47.587" | 315 | 33 | 400V | 3 | 2002 |  |  | 1039 | 45 | 709.9833 | 329.0167 | 329016.6667 |  | 30 | 51.95 | 51950 | 987.05 | 2.222% | 21.9344 | 350.9511 | 688.0489
10141103 | GMT | TRANSFORMADOR | PTS88 | TRANSFORMADOR MARCA: PTS88 |  |  | Nampula | BAIRRO DE MURRAPANIUA NA EPC DE MURRAPANIUA |  | 15°5'44.310" | 39°14'39.230" | 315 | 33 | 400V | 3 | 2002 |  |  | 1039 | 45 | 709.9833 | 329.0167 | 329016.6667 |  | 30 | 51.95 | 51950 | 987.05 | 2.222% | 21.9344 | 350.9511 | 688.0489
10141103 | GMT | TRANSFORMADOR | 91 | TRANSFORMADOR MARCA: 91 |  |  | Nampula | BAIRRO DE MUTAUANHA - MERCADO NTHOTHA |  | 15°7'7.497" | 39°14'12.891" | 500 | 33 | 400V | 3 | 2002 |  |  | 1200 | 45 | 820 | 380 | 380000 |  | 30 | 60 | 60000 | 1140 | 2.222% | 25.3333 | 405.3333 | 794.6667
10141103 | GMT | TRANSFORMADOR | TRFR 1 | TRANSFORMADOR MARCA:SGB MINISE PS 1 TRFR 1 |  | MINISE PS 1 | NACALA |  |  | 14°33'10.287" | 40°41'29.8" | 5000 | 33KV | 11KV | 3 | 2002 | SGB | 397575 | 20419 | 45 | 13952.9833 | 6466.0167 | 6466016.6667 |  | 30 | 1020.95 | 1020950 | 19398.05 | 2.222% | 431.0678 | 6897.0844 | 13521.9156
10141103 | GMT | TRANSFORMADOR | TA1 | TRANSFORMADOR MARCA:SGB MONAPO TA1 |  | MONAPO | MONAPO |  |  | 14°54'11.55" | 40°19'35.358" | 630 | 11KV | 400V | 3 | 2002 | SGB | 397671 | 1016 | 45 | 694.2667 | 321.7333 | 321733.3333 |  | 30 | 50.8 | 50800 | 965.2 | 2.222% | 21.4489 | 343.1822 | 672.8178
10141103 | GMT | TRANSFORMADOR | PTS 2 | TRANSFORMADOR MARCA:EMTA ANGOCHE PTS 2 |  | ANGOCHE | ANGOCHE | PIQUETE |  | 16°13.913 | 39°54.385 | 500 | 33KV | 400V | 3 | 2002 | EMTA |  | 1200 | 45 | 820 | 380 | 380000 |  | 30 | 60 | 60000 | 1140 | 2.222% | 25.3333 | 405.3333 | 794.6667
10141103 | GMT | TRANSFORMADOR | PTS 2 | TRANSFORMADOR MARCA:EFACEC MOMA PTS 2 |  | MOMA | MOMA | NATOMOTO |  | 16°45.098 | 39°13.294 | 200 | 22KV | 400V | 3 | 2002 | EFACEC |  | 991 | 45 | 677.1833 | 313.8167 | 313816.6667 |  | 30 | 49.55 | 49550 | 941.45 | 2.222% | 20.9211 | 334.7378 | 656.2622
10141103 | GMT | TRANSFORMADOR | PTS 10 | TRANSFORMADOR MARCA:DPM ANGOCHE PTS 10 |  | ANGOCHE | NAMETORIA | KM20 |  | 15°50.597 | 39°25.574 | 50 | 33KV | 400V | 3 | 2002 | DPM |  | 643 | 45 | 439.3833 | 203.6167 | 203616.6667 |  | 30 | 32.15 | 32150 | 610.85 | 2.222% | 13.5744 | 217.1911 | 425.8089
10141103 | GMT | TRANSFORMADOR | PT21 | TRANSFORMADOR MARCA:Power Transfo PT21 PT21 | Recinto de Gasolineiras BP Munhava | PT21 | BEIRA | SOFALA |  | 693465.8 | 7808831.9 | 500 | 6.6 | 0.4 | 3 | 2002 | Power Transfo | JPT996 | 1016 | 45 | 694.2667 | 321.7333 | 321733.3333 |  | 30 | 50.8 | 50800 | 965.2 | 2.222% | 21.4489 | 343.1822 | 672.8178
10141103 | GMT | TRANSFORMADOR | PT 121 | TRANSFORMADOR MARCA:SACHSISCH-BAYERISCHE PT 121 | Mashava |  | Maputo |  |  | 32,4819874 | -25,8915332 | 315 | 33 | 0,4 | 3Φ | 2002 | SACHSISCH-BAYERISCHE | 397414 | 1039 | 45 | 709.9833 | 329.0167 | 329016.6667 |  | 30 | 51.95 | 51950 | 987.05 | 2.222% | 21.9344 | 350.9511 | 688.0489
10141103 | GMT | TRANSFORMADOR | PTS15 | TRANSFORMADOR MARCA:TM PTS15 |  |  | NAMPULA | AVENIDA DE TRABALHO - FAINA |  | 15°6'34.796" | 39°14'3.943" | 500 | 33 | 400V | 3 | 2002 | TM | 920933 | 1200 | 45 | 820 | 380 | 380000 |  | 30 | 60 | 60000 | 1140 | 2.222% | 25.3333 | 405.3333 | 794.6667
10141103 | GMT | TRANSFORMADOR | PTS17 | TRANSFORMADOR MARCA:EFACEC PTS17 |  |  | NAMPULA | BAIRRO DE NAMICOPO- MERCADO PAQUELA |  | 15°5'50.050" | 39°16'22.989" | 315 | 11 | 400V | 3 | 2002 | EFACEC | F000750,01 | 840 | 45 | 574 | 266 | 266000 |  | 30 | 42 | 42000 | 798 | 2.222% | 17.7333 | 283.7333 | 556.2667
10141103 | GMT | TRANSFORMADOR | PTS18 | TRANSFORMADOR MARCA:SGB PTS18 |  |  | NAMPULA | BAIRRO DE MUTAUANHA ENTRADA DA SUBESTAÇÃO |  | 15°7'20.425" | 39°13'1.841" | 315 | 33 | 400V | 3 | 2002 | SGB | 397400 | 1039 | 45 | 709.9833 | 329.0167 | 329016.6667 |  | 30 | 51.95 | 51950 | 987.05 | 2.222% | 21.9344 | 350.9511 | 688.0489
10141103 | GMT | TRANSFORMADOR | PTS21 | TRANSFORMADOR MARCA:EFACEC PTS21 |  |  | NAMPULA | BAIRRO DE MUHALA BELENENSES-PRÓXIMO COLEGA JOSÉ ABUDO |  | 15°7'36.234" | 39°16'11.968" | 500 | 11 | 400V | 3 | 2002 | EFACEC | 10831.4 | 1016 | 45 | 694.2667 | 321.7333 | 321733.3333 |  | 30 | 50.8 | 50800 | 965.2 | 2.222% | 21.4489 | 343.1822 | 672.8178
10141103 | GMT | TRANSFORMADOR | PTS22 | TRANSFORMADOR MARCA:MISSING PLATE PTS22 |  |  | NAMPULA | RUA DE SOFALA JARDIM CARECA |  | 15°7'41.045" | 39°15'49.291" | 315 | 11 | 400V | 3 | 2002 | MISSING PLATE |  | 840 | 45 | 574 | 266 | 266000 |  | 30 | 42 | 42000 | 798 | 2.222% | 17.7333 | 283.7333 | 556.2667
10141103 | GMT | TRANSFORMADOR | PTS23 | TRANSFORMADOR MARCA:TM PTS23 |  |  | NAMPULA | BAIRRO DE MUAHIVIRE- RUA DE TETE |  | 15°7'32.858" | 39°15'36.862" | 315 | 11 | 400V | 3 | 2002 | TM | 895598 | 840 | 45 | 574 | 266 | 266000 |  | 30 | 42 | 42000 | 798 | 2.222% | 17.7333 | 283.7333 | 556.2667
10141103 | GMT | TRANSFORMADOR | PTS24 | TRANSFORMADOR MARCA:EFACEC PTS24 |  |  | NAMPULA | RUA DAS FLORES- PRÉDIO CRAVALHEIRA |  | 15°7'8.750" | 39°15'27.908" | 500 | 11 | 400V | 3 | 2002 | EFACEC | K008730,02 | 1016 | 45 | 694.2667 | 321.7333 | 321733.3333 |  | 30 | 50.8 | 50800 | 965.2 | 2.222% | 21.4489 | 343.1822 | 672.8178
10141103 | GMT | TRANSFORMADOR | PTS29 | TRANSFORMADOR MARCA:EFACEC PTS29 |  |  | NAMPULA | BAIRRO DE MUAHIVIRE , PROXIMO IGREJA ASSEMBLEIA DE DEUS |  | 15°7'55.887" | 39°15'48.806" | 500 | 11 | 400V | 3 | 2002 | EFACEC | K001534,01 | 1016 | 45 | 694.2667 | 321.7333 | 321733.3333 |  | 30 | 50.8 | 50800 | 965.2 | 2.222% | 21.4489 | 343.1822 | 672.8178
10141103 | GMT | TRANSFORMADOR | PTS37 | TRANSFORMADOR MARCA:EFACEC PTS37 |  |  | NAMPULA | BAIRRO DE NAMUTEQUELIUA- PROXIMO DA AVÍCOLA |  | 15°9'54.296" | 39°16'43.175" | 500 | 11 | 400V | 3 | 2002 | EFACEC | 9481 | 1016 | 45 | 694.2667 | 321.7333 | 321733.3333 |  | 30 | 50.8 | 50800 | 965.2 | 2.222% | 21.4489 | 343.1822 | 672.8178
10141103 | GMT | TRANSFORMADOR | PTS40 | TRANSFORMADOR MARCA:ALSTON PTS40 |  |  | NAMPULA | BAIRRO DE MUAHIVIRE- CAMPO DO MATCHEDJE |  | 15°7'43.058" | 39°15'25.236" | 250 | 11 | 400V | 3 | 2002 | ALSTON | 02985/02/24 | 840 | 45 | 574 | 266 | 266000 |  | 30 | 42 | 42000 | 798 | 2.222% | 17.7333 | 283.7333 | 556.2667
10141103 | GMT | TRANSFORMADOR | PTS42 | TRANSFORMADOR MARCA:ORMAZABAL PTS42 |  |  | NAMPULA | BAIRRO DE MUTAUANHA - HOSPITAL PSIQUIÁTRICO |  | 15°6'45.509" | 39°13'27.067" | 315 | 33 | 400V | 3 | 2002 | ORMAZABAL | 274793 | 1039 | 45 | 709.9833 | 329.0167 | 329016.6667 |  | 30 | 51.95 | 51950 | 987.05 | 2.222% | 21.9344 | 350.9511 | 688.0489
10141103 | GMT | TRANSFORMADOR | PTS44 | TRANSFORMADOR MARCA:Fuji Tusco PTS44 |  |  | NAMPULA | BAIRRO DE MUATALA - NO QUINTAL DO MACHAME |  | 15°7'49.550" | 39°14'42.995" | 160 | 33 | 400V | 3 | 2002 | Fuji Tusco | 581379 | 991 | 45 | 677.1833 | 313.8167 | 313816.6667 |  | 30 | 49.55 | 49550 | 941.45 | 2.222% | 20.9211 | 334.7378 | 656.2622
10141103 | GMT | TRANSFORMADOR | PTS61 | TRANSFORMADOR MARCA:TM PTS61 |  |  | Nampula | BAIRRO DE NAMUTEQUELIUA- NA MEMÓRIA |  | 15°6'42.210" | 39°17'28.694" | 315 | 11 | 400V | 3 | 2002 | TM | 961781 | 840 | 45 | 574 | 266 | 266000 |  | 30 | 42 | 42000 | 798 | 2.222% | 17.7333 | 283.7333 | 556.2667
10141103 | GMT | TRANSFORMADOR | PTS66 | TRANSFORMADOR MARCA:TM PTS66 |  |  | Nampula | BAIRRO DE MUHALA MERCADO ANTIGO NALOKHO |  | 15°7'57.895" | 39°16'24.761" | 315 | 11 | 400V | 3 | 2002 | TM | 895590 | 840 | 45 | 574 | 266 | 266000 |  | 30 | 42 | 42000 | 798 | 2.222% | 17.7333 | 283.7333 | 556.2667
10141103 | GMT | TRANSFORMADOR | PTS67 | TRANSFORMADOR MARCA:SGB PTS67 |  |  | Nampula | AVENIDA 25 DE SETEMBRO- PRAÇA DA OMM |  | 15°6'58.323" | 39°15'37.913" | 200 | 11 | 400V | 3 | 2002 | SGB | 401478 | 572 | 45 | 390.8667 | 181.1333 | 181133.3333 |  | 30 | 28.6 | 28600 | 543.4 | 2.222% | 12.0756 | 193.2089 | 378.7911
10141103 | GMT | TRANSFORMADOR | PTS68 | TRANSFORMADOR MARCA:TM PTS68 |  |  | Nampula | AVENIDA PAULO SAMUEL KHANKHOMBA FRENTE AO ANTIGO PIQUETE |  | 15°7'6.285" | 39°15'48.812" | 630 | 11 | 400V | 3 | 2002 | TM | 895602 | 1016 | 45 | 694.2667 | 321.7333 | 321733.3333 |  | 30 | 50.8 | 50800 | 965.2 | 2.222% | 21.4489 | 343.1822 | 672.8178
10141103 | GMT | TRANSFORMADOR | PTS69 | TRANSFORMADOR MARCA:Power Tech PTS69 |  |  | Nampula | RUA DOS CONTINUADORES- AO LADO DO PTS 05 |  | 15°7'25.807" | 39°15'25.584" | 315 | 11 | 400V | 3 | 2002 | Power Tech | 30715402/01 | 840 | 45 | 574 | 266 | 266000 |  | 30 | 42 | 42000 | 798 | 2.222% | 17.7333 | 283.7333 | 556.2667
10141103 | GMT | TRANSFORMADOR | PTS70 | TRANSFORMADOR MARCA:Power Tech PTS70 |  |  | Nampula | RUA DA UNIDADE - REINO DO PÃO/ ADPP |  | 15°6'41.667" | 39°15'30.489" | 500 | 11 | 400V | 3 | 2002 | Power Tech | 20917403/02 | 1016 | 45 | 694.2667 | 321.7333 | 321733.3333 |  | 30 | 50.8 | 50800 | 965.2 | 2.222% | 21.4489 | 343.1822 | 672.8178
10141103 | GMT | TRANSFORMADOR | PTS71 | TRANSFORMADOR MARCA:SGB PTS71 |  |  | Nampula | BAIRRO DOS BOMBEIROS |  | 15°7'24.805" | 39°15'48.466" | 500 | 11 | 400V | 3 | 2002 | SGB | 401485 | 1016 | 45 | 694.2667 | 321.7333 | 321733.3333 |  | 30 | 50.8 | 50800 | 965.2 | 2.222% | 21.4489 | 343.1822 | 672.8178
10141103 | GMT | TRANSFORMADOR | PTS72 | TRANSFORMADOR MARCA:TM PTS72 |  |  | Nampula | AVENIDA EDUARDO MONDLANE- FRENTE A SOTEL |  | 15°7'9.586" | 39°16'4.798" | 315 | 11 | 400V | 3 | 2002 | TM | 920883 | 840 | 45 | 574 | 266 | 266000 |  | 30 | 42 | 42000 | 798 | 2.222% | 17.7333 | 283.7333 | 556.2667
10141103 | GMT | TRANSFORMADOR | PTS83 | TRANSFORMADOR MARCA:E.S.T. PTS83 |  |  | Nampula | MCEL - POLIGONO |  | 15°6'23.771" | 39°15'25.877" | 50 | 11 | 400V | 3 | 2002 | E.S.T. | TB1509120 | 381 | 45 | 260.35 | 120.65 | 120650 |  | 30 | 19.05 | 19050 | 361.95 | 2.222% | 8.0433 | 128.6933 | 252.3067
10141103 | GMT | TRANSFORMADOR | PTS84 | TRANSFORMADOR MARCA:TM PTS84 |  |  | Nampula | BAIRRO DE MUTAUANHA PILOTO- PROXIMO COLEGA COMALA |  | 15°7'30.925" | 39°13'47.587" | 315 | 33 | 400V | 3 | 2002 | TM | 920918 | 1039 | 45 | 709.9833 | 329.0167 | 329016.6667 |  | 30 | 51.95 | 51950 | 987.05 | 2.222% | 21.9344 | 350.9511 | 688.0489
10141103 | GMT | TRANSFORMADOR | PTS88 | TRANSFORMADOR MARCA:Zent Transformer PTS88 |  |  | Nampula | BAIRRO DE MURRAPANIUA NA EPC DE MURRAPANIUA |  | 15°5'44.310" | 39°14'39.230" | 315 | 33 | 400V | 3 | 2002 | Zent Transformer | T0066T110 | 1039 | 45 | 709.9833 | 329.0167 | 329016.6667 |  | 30 | 51.95 | 51950 | 987.05 | 2.222% | 21.9344 | 350.9511 | 688.0489
10141103 | GMT | TRANSFORMADOR | 91 | TRANSFORMADOR MARCA:ACTON 91 |  |  | Nampula | BAIRRO DE MUTAUANHA - MERCADO NTHOTHA |  | 15°7'7.497" | 39°14'12.891" | 500 | 33 | 400V | 3 | 2002 | ACTON | L,0000586 | 1200 | 45 | 820 | 380 | 380000 |  | 30 | 60 | 60000 | 1140 | 2.222% | 25.3333 | 405.3333 | 794.6667
10141103 | GMT | TRANSFORMADOR | TRFR 1 | TRANSFORMADOR MARCA:SGB MINISE PS 1 TRFR 1 |  | MINISE PS 1 | NACALA |  |  | 14°33'10.287" | 40°41'29.8" | 5000 | 33KV | 11KV | 3 | 2002 | SGB | 397575 | 20419 | 45 | 13952.9833 | 6466.0167 | 6466016.6667 |  | 30 | 1020.95 | 1020950 | 19398.05 | 2.222% | 431.0678 | 6897.0844 | 13521.9156
10141103 | GMT | TRANSFORMADOR | TA1 | TRANSFORMADOR MARCA:SGB MONAPO TA1 |  | MONAPO | MONAPO |  |  | 14°54'11.55" | 40°19'35.358" | 630 | 11KV | 400V | 3 | 2002 | SGB | 397671 | 1016 | 45 | 694.2667 | 321.7333 | 321733.3333 |  | 30 | 50.8 | 50800 | 965.2 | 2.222% | 21.4489 | 343.1822 | 672.8178
10141103 | GMT | TRANSFORMADOR | PTS 2 | TRANSFORMADOR MARCA:Moçambique ANGOCHE PTS 2 |  | ANGOCHE | ANGOCHE | PIQUETE |  | 16°13.913 | 39°54.385 | 500 | 33KV | 400V | 3 | 2002 | Moçambique | 92315 | 1200 | 45 | 820 | 380 | 380000 |  | 30 | 60 | 60000 | 1140 | 2.222% | 25.3333 | 405.3333 | 794.6667
10141103 | GMT | TRANSFORMADOR | PTS 2 | TRANSFORMADOR MARCA:ASTOR MOMA PTS 2 |  | MOMA | MOMA | NATOMOTO |  | 16°45.098 | 39°13.294 | 200 | 22KV | 400V | 3 | 2002 | ASTOR | 17-02160 | 991 | 45 | 677.1833 | 313.8167 | 313816.6667 |  | 30 | 49.55 | 49550 | 941.45 | 2.222% | 20.9211 | 334.7378 | 656.2622
10141103 | GMT | TRANSFORMADOR | PTS 10 | TRANSFORMADOR MARCA:Moçambique ANGOCHE PTS 10 |  | ANGOCHE | NAMETORIA | KM20 |  | 15°50.597 | 39°25.574 | 50 | 33KV | 400V | 3 | 2002 | Moçambique | 487836 | 643 | 45 | 439.3833 | 203.6167 | 203616.6667 |  | 30 | 32.15 | 32150 | 610.85 | 2.222% | 13.5744 | 217.1911 | 425.8089
10141103 | PMT | TRANSFORMADOR | PTS 3 | TRANSFORMADOR MARCA:EFACEC MOMA PTS 3 |  | MOMA | MOMA | MICANE |  | 16°36.522 | 39°14.298 | 160KVA | 22KV | 400V | 3 | 2002 | EFACEC |  | 572 | 45 | 390.8667 | 181.1333 | 181133.3333 |  | 30 | 28.6 | 28600 | 543.4 | 2.222% | 12.0756 | 193.2089 | 378.7911
10141103 | PMT | TRANSFORMADOR | USMSC/PT5 | TRANSFORMADOR MARCA:REVIVE USMSC/PT5 USMSC/PT5 | Bairro 25 de Setembro | USMSC/PT5 | MANICA | MANICA | EPC ACORDOS DE LUSAKA | S18 58 59,6 | E033 02 19,3 | 50 | 6.6 | 0.4 | 3 | 2002 | REVIVE | REM13342 | 381 | 45 | 260.35 | 120.65 | 120650 |  | 30 | 19.05 | 19050 | 361.95 | 2.222% | 8.0433 | 128.6933 | 252.3067
10141103 | PMT | TRANSFORMADOR | PTS 968 | TRANSFORMADOR MARCA:REVIVE PTS 968 PTS 968 |  | PTS 968 | Boane | Mahubo |  | 32.312826 | -25.157761 | 32 | 33 | 0.23 | 1Ø | 2002 | REVIVE | REM 13133 | 643 | 45 | 439.3833 | 203.6167 | 203616.6667 |  | 30 | 32.15 | 32150 | 610.85 | 2.222% | 13.5744 | 217.1911 | 425.8089
10141103 | PMT | TRANSFORMADOR | PTS 807 | TRANSFORMADOR MARCA:SGB PTS 807 PTS 807 |  | PTS 807 | Boane | Massaca |  | 32.321025 | -25.066249 | 100 | 33 | 0.4 | 3Ø | 2002 | SGB | 397394 | 763 | 45 | 521.3833 | 241.6167 | 241616.6667 |  | 30 | 38.15 | 38150 | 724.85 | 2.222% | 16.1078 | 257.7244 | 505.2756
10141103 | PMT | TRANSFORMADOR | PTS 773 | TRANSFORMADOR MARCA:POWER ENGINEERS PTS 773 PTS 773 |  | PTS 773 | Boane | Changalane |  | 32.196641 | -25.297984 | 100 | 33 | 0.4 | 3Ø | 2002 | POWER ENGINEERS | 10400401/06 | 763 | 45 | 521.3833 | 241.6167 | 241616.6667 |  | 30 | 38.15 | 38150 | 724.85 | 2.222% | 16.1078 | 257.7244 | 505.2756
10141103 | PMT | TRANSFORMADOR | PTS 612 | TRANSFORMADOR MARCA:POWER ENGINEERS PTS 612 PTS 612 |  | PTS 612 | Boane | Machangulo-Mapanga |  | 32.923090 | -25.107967 | 50 | 33 | 0.4 | 3Ø | 2002 | POWER ENGINEERS | 10390901/08 | 643 | 45 | 439.3833 | 203.6167 | 203616.6667 |  | 30 | 32.15 | 32150 | 610.85 | 2.222% | 13.5744 | 217.1911 | 425.8089
10141103 | PMT | TRANSFORMADOR | PT 673 | TRANSFORMADOR MARCA:Transforman CC PT 673 | Manhica |  | Maputo |  |  | 32,8508436 | -25,2856696 | 50 | 33 | 0,4 | 3Φ | 2002 | Transforman CC | 20611 | 643 | 45 | 439.3833 | 203.6167 | 203616.6667 |  | 30 | 32.15 | 32150 | 610.85 | 2.222% | 13.5744 | 217.1911 | 425.8089
10141103 | PMT | TRANSFORMADOR | PT 416 | TRANSFORMADOR MARCA:Power Engineering PT 416 | Mashava |  | Maputo |  |  | 32,4923223 | -25,8646211 | 315 | 33 | 0,4 | 3Φ | 2002 | Power Engineering | 20438301/01 | 1039 | 45 | 709.9833 | 329.0167 | 329016.6667 |  | 30 | 51.95 | 51950 | 987.05 | 2.222% | 21.9344 | 350.9511 | 688.0489
10141103 | PMT | TRANSFORMADOR | PT 341 | TRANSFORMADOR MARCA:Alstom PT 341 | Mashava |  | Maputo |  |  | 32,4621461 | -25,8923565 | 250 | 33 | 0,4 | 3Φ | 2002 | Alstom | 087413/001 | 991 | 45 | 677.1833 | 313.8167 | 313816.6667 |  | 30 | 49.55 | 49550 | 941.45 | 2.222% | 20.9211 | 334.7378 | 656.2622
10141103 | PMT | TRANSFORMADOR | PT 142R | TRANSFORMADOR MARCA:i.t.b. PT 142R | Katembe |  | Maputo |  |  | 32,5675053 | -26,0301555 | 315 | 33 | 0,4 | 3Φ | 2002 | i.t.b. | 774628 | 1039 | 45 | 709.9833 | 329.0167 | 329016.6667 |  | 30 | 51.95 | 51950 | 987.05 | 2.222% | 21.9344 | 350.9511 | 688.0489
10141103 | PMT | TRANSFORMADOR | PT 146R | TRANSFORMADOR MARCA:Power Engineering PT 146R | Katembe |  | Maputo |  |  | 32,6258686 | -26,0882721 | 50 | 33 | 0,4 | 3Φ | 2002 | Power Engineering | 10400301/08 | 643 | 45 | 439.3833 | 203.6167 | 203616.6667 |  | 30 | 32.15 | 32150 | 610.85 | 2.222% | 13.5744 | 217.1911 | 425.8089
10141103 | PMT | TRANSFORMADOR | PT 45 RE | TRANSFORMADOR MARCA:Power Engineers PT 45 RE | Masinga |  | Inhambane |  |  | 35,3749402 | -23,3295955 | 200 | 33 | 0.4 | 3Φ | 2002 | Power Engineers | 20465002.03 | 991 | 45 | 677.1833 | 313.8167 | 313816.6667 |  | 30 | 49.55 | 49550 | 941.45 | 2.222% | 20.9211 | 334.7378 | 656.2622
10141103 | PMT | TRANSFORMADOR | PTS 08 | TRANSFORMADOR MARCA:Alstom PTS 08 |  |  | Inherrime |  |  | 35,07410 | -24,42804 | 16 | 33 | 0.4 | 1Φ | 2002 | Alstom | 0064254M | 643 | 45 | 439.3833 | 203.6167 | 203616.6667 |  | 30 | 32.15 | 32150 | 610.85 | 2.222% | 13.5744 | 217.1911 | 425.8089
10141103 | PMT | TRANSFORMADOR | PTS 2 | TRANSFORMADOR MARCA: PTS 2 |  |  | CIDADE DA MATOLA |  |  | 32,452999 | -25,965447 | 250 | 33 | 0.4 | 3Φ | 2002 |  |  | 991 | 45 | 677.1833 | 313.8167 | 313816.6667 |  | 30 | 49.55 | 49550 | 941.45 | 2.222% | 20.9211 | 334.7378 | 656.2622
10141103 | PMT | TRANSFORMADOR | AGXX/PTS0101 | TRANSFORMADOR MARCA:REVIVE AGXX/PTS0101 AGXX/PTS0101 | CFPP B.3 Inhamissa | AGXX/PTS0101 | Gaza | Gaza |  | 25º 03.025 | 033º 41.178 | 200 | 11 | 0.4 | 3 | 2002 | REVIVE | RET 12283 | 572 | 45 | 390.8667 | 181.1333 | 181133.3333 |  | 30 | 28.6 | 28600 | 543.4 | 2.222% | 12.0756 | 193.2089 | 378.7911
10141103 | PMT | TRANSFORMADOR | AGCBT/PTS0194 | TRANSFORMADOR MARCA:ALSTOM AGCBT/PTS0194 AGCBT/PTS0194 | Eduardo Mondlane | AGCBT/PTS0194 | GESTÃO ZSC DE CHIBUTO | Gaza |  | 24° 45.035 | 033° 37.104 | 32 | 33 | 0.4 | 3 | 2002 | ALSTOM | 67669 | 643 | 45 | 439.3833 | 203.6167 | 203616.6667 |  | 30 | 32.15 | 32150 | 610.85 | 2.222% | 13.5744 | 217.1911 | 425.8089
10141103 | PMT | TRANSFORMADOR | AGCBT/PTS0195 | TRANSFORMADOR MARCA:ALSTOM AGCBT/PTS0195 AGCBT/PTS0195 | Eduardo Mondlane | AGCBT/PTS0195 | GESTÃO ZSC DE CHIBUTO | Gaza |  | 24° 44.951 | 033° 37.264 | 32 | 33 | 0.4 | 3 | 2002 | ALSTOM | 67653 | 643 | 45 | 439.3833 | 203.6167 | 203616.6667 |  | 30 | 32.15 | 32150 | 610.85 | 2.222% | 13.5744 | 217.1911 | 425.8089
10141103 | PMT | TRANSFORMADOR | AGCBT/PTS0196 | TRANSFORMADOR MARCA:ALSTOM AGCBT/PTS0196 AGCBT/PTS0196 | Eduardo Mondlane | AGCBT/PTS0196 | GESTÃO ZSC DE CHIBUTO | Gaza |  | 24° 45.122 | 033° 36.805 | 32 | 33 | 0.4 | 3 | 2002 | ALSTOM | 67602 | 643 | 45 | 439.3833 | 203.6167 | 203616.6667 |  | 30 | 32.15 | 32150 | 610.85 | 2.222% | 13.5744 | 217.1911 | 425.8089
10141103 | PMT | TRANSFORMADOR | AGCBT/PTS0197 | TRANSFORMADOR MARCA:ALSTOM AGCBT/PTS0197 AGCBT/PTS0197 | Eduardo Mondlane | AGCBT/PTS0197 | GESTÃO ZSC DE CHIBUTO | Gaza |  | 24° 45.275 | 033° 36.715 | 32 | 33 | 0.4 | 3 | 2002 | ALSTOM | 67602 | 643 | 45 | 439.3833 | 203.6167 | 203616.6667 |  | 30 | 32.15 | 32150 | 610.85 | 2.222% | 13.5744 | 217.1911 | 425.8089
10141103 | PMT | TRANSFORMADOR | PTS 3 | TRANSFORMADOR MARCA:EFACEC MOMA PTS 3 |  | MOMA | MOMA | MICANE |  | 16°36.522 | 39°14.298 | 160KVA | 22KV | 400V | 3 | 2002 | EFACEC | K008424.01 | 572 | 45 | 390.8667 | 181.1333 | 181133.3333 |  | 30 | 28.6 | 28600 | 543.4 | 2.222% | 12.0756 | 193.2089 | 378.7911
10141103 | AT | TRANSFORMADOR AUXILIAR | AUX TRFR1 | TRANSFORMADOR AUXILIAR MARCA:SGB MINISE PS 1 AUX TRFR1 |  | MINISE PS 1 | NACALA |  |  | 14°33'10.287" | 40°41'29.8" | 95KVA | 11KV | 400V | 3 | 2002 | SGB | 397426 | 763 | 45 | 521.3833 | 241.6167 | 241616.6667 |  | 30 | 38.15 | 38150 | 724.85 | 2.222% | 16.1078 | 257.7244 | 505.2756
10141103 | AT | TRANSFORMADOR AUXILIAR | AT 2 | TRANSFORMADOR AUXILIAR MARCA:TRAFO ALTO MOLOCUE AT 2 |  | ALTO MOLOCUE | ALTO MOLOCUE |  |  | 15°39'10.268" | 37°40'14.559" | 400KVA | 33KV | 400KV | 3 | 2002 | TRAFO | 315558 | 1075 | 45 | 734.5833 | 340.4167 | 340416.6667 |  | 30 | 53.75 | 53750 | 1021.25 | 2.222% | 22.6944 | 363.1111 | 711.8889
10141103 | AT | TRANSFORMADOR AUXILIAR | Machava | TRANSFORMADOR AUXILIAR MARCA:Power Engineers Machava Machava |  | Machava | Machava |  |  |  |  | 100 | 33 | 0.4 | 3Ø | 2002 | Power Engineers | 10400401/04 | 763 | 45 | 521.3833 | 241.6167 | 241616.6667 |  | 30 | 38.15 | 38150 | 724.85 | 2.222% | 16.1078 | 257.7244 | 505.2756
10141103 | AT | TRANSFORMADOR AUXILIAR |  | TRANSFORMADOR AUXILIAR MARCA:POWER ENGINEERS MATOLA GARE |  | MATOLA GARE | Maputo |  |  | 25.49.434 | 032.26.807 | 100 | 33 | 0.4 | 3 | 2002 | POWER ENGINEERS | 10400401/07 | 763 | 45 | 521.3833 | 241.6167 | 241616.6667 |  | 30 | 38.15 | 38150 | 724.85 | 2.222% | 16.1078 | 257.7244 | 505.2756
10141103 | AT | TRANSFORMADOR AUXILIAR |  | TRANSFORMADOR AUXILIAR MARCA:POWER ENGINEERS LINDELA |  | LINDELA | Maputo |  |  | -24.06.220 | 035.15.484 | 100 | 33 | 0.4 | 3 | 2002 | POWER ENGINEERS | 10400401/01 | 763 | 45 | 521.3833 | 241.6167 | 241616.6667 |  | 30 | 38.15 | 38150 | 724.85 | 2.222% | 16.1078 | 257.7244 | 505.2756
10141103 | AT | TRANSFORMADOR AUXILIAR | AUX TRFR1 | TRANSFORMADOR AUXILIAR MARCA:SGB MINISE PS 1 AUX TRFR1 |  | MINISE PS 1 | NACALA |  |  | 14°33'10.287" | 40°41'29.8" | 95KVA | 11KV | 400V | 3 | 2002 | SGB | 397426 | 763 | 45 | 521.3833 | 241.6167 | 241616.6667 |  | 30 | 38.15 | 38150 | 724.85 | 2.222% | 16.1078 | 257.7244 | 505.2756
10141103 | AT | TRANSFORMADOR AUXILIAR | AT 2 | TRANSFORMADOR AUXILIAR MARCA:TRAFO ALTO MOLOCUE AT 2 |  | ALTO MOLOCUE | ALTO MOLOCUE |  |  | 15°39'10.268" | 37°40'14.559" | 400KVA | 33KV | 400KV | 3 | 2002 | TRAFO | 315558 | 1016 | 45 | 694.2667 | 321.7333 | 321733.3333 |  | 30 | 50.8 | 50800 | 965.2 | 2.222% | 21.4489 | 343.1822 | 672.8178
10141103 | AT | TRANSFORMADOR AUXILIAR |  | TRANSFORMADOR AUXILIAR MARCA: CHIMUARA |  | CHIMUARA | QUALIMANE |  |  |  |  | 400 | 33 | 0,4 | 3 | 2002 |  | 315557 | 1200 | 45 | 820 | 380 | 380000 |  | 30 | 60 | 60000 | 1140 | 2.222% | 25.3333 | 405.3333 | 794.6667
10141103 | AT | TRANSFORMADOR AUXILIAR |  | TRANSFORMADOR AUXILIAR MARCA:SE0502B-160-5MNN INCHHOPE |  | INCHHOPE | INCHHOPE |  |  | S19ᵒ20'92" | E033ᵒ56'16,63" | 160 | 33 | 0.4 | 3Φ | 2002 | SE0502B-160-5MNN | SE0502B-160-5MNN | 991 | 45 | 677.1833 | 313.8167 | 313816.6667 |  | 30 | 49.55 | 49550 | 941.45 | 2.222% | 20.9211 | 334.7378 | 656.2622
10141107 | AUX GEN | CONTACTOR |  | CONTACTOR MARCA:ABB 33KV/11KV SUB |  | 33KV/11KV SUB | LICHINGA |  |  | 13°17'50.011" | 35°14'36.300" | 1250KVA |  | 400V | 3 | 2003 | ABB | 2334855 | 1850 | 45 | 1303.2222 | 546.7778 | 546777.7778 |  | 31 | 92.5 | 92500 | 1757.5 | 2.222% | 39.0556 | 585.8333 | 1264.1667
10141107 | AUX GEN | CONTACTOR |  | CONTACTOR MARCA:ABB 33KV/11KV SUB |  | 33KV/11KV SUB | LICHINGA |  |  | 13°17'50.011" | 35°14'36.300" | 1250KVA |  | 400V | 3 | 2003 | ABB | 2334855 | 1785 | 45 | 1257.4333 | 527.5667 | 527566.6667 |  | 31 | 89.25 | 89250 | 1695.75 | 2.222% | 37.6833 | 565.25 | 1219.75
10141103 | MS | MINISUBESTAÇÃO | PT162 | MINISUBESTAÇÃO MARCA:EFACEC PT162 PT162 |  | PT162 | Maputo City |  | Agustino Neto |  |  | 500 | 11 | 0.4 | 3Ø | 2003 | EFACEC |  | 2426 | 45 | 1708.9822 | 717.0178 | 717017.7778 |  | 31 | 121.3 | 121300 | 2304.7 | 2.222% | 51.2156 | 768.2333 | 1657.7667
10141103 | MS | MINISUBESTAÇÃO | PTS 187 | MINISUBESTAÇÃO MARCA: PTS 187 PTS 187 |  | PTS 187 | Maputo City |  |  |  |  | 630 | 11 | 0.4 | 3Ø | 2003 |  |  | 2772 | 45 | 1952.72 | 819.28 | 819280 |  | 31 | 138.6 | 138600 | 2633.4 | 2.222% | 58.52 | 877.8 | 1894.2
10141103 | MS | MINISUBESTAÇÃO | PTS 50 | MINISUBESTAÇÃO MARCA:EFACEC PTS 50 PTS 50 |  | PTS 50 | Maputo City |  | Eduardo Mondlane/Momed Siab Bare |  |  | 630 | 11 | 0.4 | 3Ø | 2003 | EFACEC | L000240.06 | 2772 | 45 | 1952.72 | 819.28 | 819280 |  | 31 | 138.6 | 138600 | 2633.4 | 2.222% | 58.52 | 877.8 | 1894.2
10141103 | MS | MINISUBESTAÇÃO | PTS 130 | MINISUBESTAÇÃO MARCA:Power Engineers PTS 130 PTS 130 |  | PTS 130 | Maputo City |  | 25 de Julho |  |  | 500 | 11 | 0.4 | 3Ø | 2003 | Power Engineers | 20513401/02 | 2426 | 45 | 1708.9822 | 717.0178 | 717017.7778 |  | 31 | 121.3 | 121300 | 2304.7 | 2.222% | 51.2156 | 768.2333 | 1657.7667
10141103 | MS | MINISUBESTAÇÃO | PT 176 | MINISUBESTAÇÃO MARCA:EFACEC PT 176 PT 176 |  | PT 176 | Maxaquene |  |  |  |  | 250 | 11 | 0.4 | 3Ø | 2003 | EFACEC | L001004 | 1213 | 45 | 854.4911 | 358.5089 | 358508.8889 |  | 31 | 60.65 | 60650 | 1152.35 | 2.222% | 25.6078 | 384.1167 | 828.8833
10141103 | MS | MINISUBESTAÇÃO | PT 264 | MINISUBESTAÇÃO MARCA:DPM PT 264 PT 264 |  | PT 264 | Mabukwane |  |  |  |  | 500 | 11 | 0.4 | 3Ø | 2003 | DPM | 3068902/01 | 2426 | 45 | 1708.9822 | 717.0178 | 717017.7778 |  | 31 | 121.3 | 121300 | 2304.7 | 2.222% | 51.2156 | 768.2333 | 1657.7667
10141103 | MS | MINISUBESTAÇÃO | PTS 126 | MINISUBESTAÇÃO MARCA:" PTS 126 PTS 126 |  | PTS 126 | Mabukwane |  |  |  |  | 500 | 11 | 0.4 | 3Ø | 2003 | " | L000229.06 | 2426 | 45 | 1708.9822 | 717.0178 | 717017.7778 |  | 31 | 121.3 | 121300 | 2304.7 | 2.222% | 51.2156 | 768.2333 | 1657.7667
10141103 | MS | MINISUBESTAÇÃO | PT 104 | MINISUBESTAÇÃO MARCA:EFACEC PT 104 PT 104 |  | PT 104 | Mabukwane |  |  |  |  | 630 | 11 | 0.4 | 3Ø | 2003 | EFACEC |  | 2772 | 45 | 1952.72 | 819.28 | 819280 |  | 31 | 138.6 | 138600 | 2633.4 | 2.222% | 58.52 | 877.8 | 1894.2
10141103 | MS | MINISUBESTAÇÃO | PTS 244 | MINISUBESTAÇÃO MARCA: PTS 244 PTS 244 |  | PTS 244 | Belulane | Mozal |  | 32.399183 | -25.932930 | 500 | 11 | 0.4 | 3Ø | 2003 |  |  | 2426 | 45 | 1708.9822 | 717.0178 | 717017.7778 |  | 31 | 121.3 | 121300 | 2304.7 | 2.222% | 51.2156 | 768.2333 | 1657.7667
10141103 | MS | MINISUBESTAÇÃO | PT 166 | MINISUBESTAÇÃO MARCA:Efacec PT 166 |  |  | Maputo |  |  | 32,5857188 | -25,9710738 | 500 | 11 | 0,4 | 3Φ | 2003 | Efacec | L000229.02 | 2426 | 45 | 1708.9822 | 717.0178 | 717017.7778 |  | 31 | 121.3 | 121300 | 2304.7 | 2.222% | 51.2156 | 768.2333 | 1657.7667
10141103 | MS | MINISUBESTAÇÃO | PTS 125 | MINISUBESTAÇÃO MARCA:Alstom PTS 125 |  |  | Maputo |  |  | 32,5973991 | -25,9715042 | 500 | 11 | 0,4 | 3Φ | 2003 | Alstom | 8973/01/001 | 2426 | 45 | 1708.9822 | 717.0178 | 717017.7778 |  | 31 | 121.3 | 121300 | 2304.7 | 2.222% | 51.2156 | 768.2333 | 1657.7667
10141103 | MS | MINISUBESTAÇÃO | PTS 156 | MINISUBESTAÇÃO MARCA:Efacec PTS 156 |  |  | Maputo |  |  | 32,5986111 | -25,30361111 | 500 | 11 | 0,4 | 3Φ | 2003 | Efacec |  | 2426 | 45 | 1708.9822 | 717.0178 | 717017.7778 |  | 31 | 121.3 | 121300 | 2304.7 | 2.222% | 51.2156 | 768.2333 | 1657.7667
10141103 | MS | MINISUBESTAÇÃO | PTS 27 | MINISUBESTAÇÃO MARCA: PTS 27 |  |  | Maputo |  |  | 32,5975377 | -25,9682573 | 500 | 11 | 0,4 | 3Φ | 2003 |  |  | 2426 | 45 | 1708.9822 | 717.0178 | 717017.7778 |  | 31 | 121.3 | 121300 | 2304.7 | 2.222% | 51.2156 | 768.2333 | 1657.7667
10141103 | MS | MINISUBESTAÇÃO | PTS 135 | MINISUBESTAÇÃO MARCA: PTS 135 |  |  | Maputo |  |  | 32,5968331 | -25,9680404 | 500 | 11 | 0,4 | 3Φ | 2003 |  |  | 2426 | 45 | 1708.9822 | 717.0178 | 717017.7778 |  | 31 | 121.3 | 121300 | 2304.7 | 2.222% | 51.2156 | 768.2333 | 1657.7667
10141103 | MS | MINISUBESTAÇÃO | PT 314 | MINISUBESTAÇÃO MARCA: PT 314 |  |  | Maputo |  |  | 32,5943915 | -25,9710236 | 500 | 11 | 0,4 | 3Φ | 2003 |  |  | 2426 | 45 | 1708.9822 | 717.0178 | 717017.7778 |  | 31 | 121.3 | 121300 | 2304.7 | 2.222% | 51.2156 | 768.2333 | 1657.7667
10141103 | MS | MINISUBESTAÇÃO | PT 222 | MINISUBESTAÇÃO MARCA: PT 222 | Kamubucuane |  | Maputo |  |  | 32,5606266 | -25,9506805 | 500 | 11 | 0,6 | 3Φ | 2003 |  |  | 2426 | 45 | 1708.9822 | 717.0178 | 717017.7778 |  | 31 | 121.3 | 121300 | 2304.7 | 2.222% | 51.2156 | 768.2333 | 1657.7667
10141103 | GMT | TRANSFORMADOR | PTS10 | TRANSFORMADOR MARCA: PTS10 |  |  | NAMPULA | AVENIDA DO TRABALHO - ESCRITÓRIOS DA EDM |  | 15°6'47.754" | 39°15'29.994" | 315 | 11 | 400V | 3 | 2003 |  |  | 840 | 45 | 591.7333 | 248.2667 | 248266.6667 |  | 31 | 42 | 42000 | 798 | 2.222% | 17.7333 | 266 | 574
10141103 | GMT | TRANSFORMADOR | PTS11 | TRANSFORMADOR MARCA: PTS11 |  |  | NAMPULA | RUA DOS COMBATENTES |  | 15°6'59.901" | 39°16'0.363" | 630 | 11 | 400V | 3 | 2003 |  |  | 1016 | 45 | 715.7156 | 300.2844 | 300284.4444 |  | 31 | 50.8 | 50800 | 965.2 | 2.222% | 21.4489 | 321.7333 | 694.2667
10141103 | GMT | TRANSFORMADOR | PTS16 | TRANSFORMADOR MARCA: PTS16 |  |  | NAMPULA | AV. Eduardo Mondlane. Em frente do Fipag Regional |  | 15°7'25.789" | 39°15'13.354" | 315 | 11 | 400V | 3 | 2003 |  |  | 840 | 45 | 591.7333 | 248.2667 | 248266.6667 |  | 31 | 42 | 42000 | 798 | 2.222% | 17.7333 | 266 | 574
10141103 | GMT | TRANSFORMADOR | PTS25 | TRANSFORMADOR MARCA: PTS25 |  |  | NAMPULA | BAIRRO DE NAMUTEQUELIUA- NA RETUNDA DO AEROPORTO |  | 15°6'44.874" | 39°17'4.302" | 315 | 11 | 400V | 3 | 2003 |  |  | 840 | 45 | 591.7333 | 248.2667 | 248266.6667 |  | 31 | 42 | 42000 | 798 | 2.222% | 17.7333 | 266 | 574
10141103 | GMT | TRANSFORMADOR | PTS27 | TRANSFORMADOR MARCA: PTS27 |  |  | NAMPULA | MUAHIVIRE EXPANSÃO- LAR DOS PROFESSORES |  | 15°8'5.266" | 39°16'38.944" | 315 | 11 | 400V | 3 | 2003 |  |  | 840 | 45 | 591.7333 | 248.2667 | 248266.6667 |  | 31 | 42 | 42000 | 798 | 2.222% | 17.7333 | 266 | 574
10141103 | GMT | TRANSFORMADOR | PTS33 | TRANSFORMADOR MARCA: PTS33 |  |  | NAMPULA | BAIRRO DE NAPIPINE - NA METEOROLOGIA |  | 15°5'26.979" | 39°15'22.258" | 200 | 33 | 400V | 3 | 2003 |  |  | 991 | 45 | 698.1044 | 292.8956 | 292895.5556 |  | 31 | 49.55 | 49550 | 941.45 | 2.222% | 20.9211 | 313.8167 | 677.1833
10141103 | GMT | TRANSFORMADOR | PTS35 | TRANSFORMADOR MARCA: PTS35 |  |  | NAMPULA | BAIRRO DE NAMICOPO PROXIMO COLEGA MUARECHA |  | 15°6'23.653" | 39°16'37.907" | 200 | 33 | 400V | 3 | 2003 |  |  | 991 | 45 | 698.1044 | 292.8956 | 292895.5556 |  | 31 | 49.55 | 49550 | 941.45 | 2.222% | 20.9211 | 313.8167 | 677.1833
10141103 | GMT | TRANSFORMADOR | PTS41 | TRANSFORMADOR MARCA: PTS41 |  |  | NAMPULA | BAIRRO DE MUTAUANHA - EPC MUTAUANHA |  | 15°6'50.680" | 39°14'34.080" | 315 | 33 | 400V | 3 | 2003 |  |  | 1039 | 45 | 731.9178 | 307.0822 | 307082.2222 |  | 31 | 51.95 | 51950 | 987.05 | 2.222% | 21.9344 | 329.0167 | 709.9833
10141103 | GMT | TRANSFORMADOR | PTS47 | TRANSFORMADOR MARCA: PTS47 |  |  | NAMPULA | BAIRRO DE MURRAPANIUA NA ANTIGA GORONGOSA |  | 15°7'55.887" | 39°15'48.806" | 250 | 33 | 400V | 3 | 2003 |  |  | 991 | 45 | 698.1044 | 292.8956 | 292895.5556 |  | 31 | 49.55 | 49550 | 941.45 | 2.222% | 20.9211 | 313.8167 | 677.1833
10141103 | GMT | TRANSFORMADOR | PTS48 | TRANSFORMADOR MARCA: PTS48 |  |  | NAMPULA | RUA DAS FLORES- NA ESCOLA ADEMO |  | 15°7'28.234" | 39°15'9.940" | 315 | 11 | 400V | 3 | 2003 |  |  | 840 | 45 | 591.7333 | 248.2667 | 248266.6667 |  | 31 | 42 | 42000 | 798 | 2.222% | 17.7333 | 266 | 574
10141103 | GMT | TRANSFORMADOR | PTS60 | TRANSFORMADOR MARCA: PTS60 |  |  | NAMPULA | RUA DOS COMBATENTES ( EM FRENTE PAVILHÃO DOS DESPORTOS) |  | 15°6'58.358" | 39°16'3.544" | 315 | 11 | 400V | 3 | 2003 |  |  | 840 | 45 | 591.7333 | 248.2667 | 248266.6667 |  | 31 | 42 | 42000 | 798 | 2.222% | 17.7333 | 266 | 574
10141103 | GMT | TRANSFORMADOR | PTS62 | TRANSFORMADOR MARCA: PTS62 |  |  | Nampula | BAIRRO DE NAPIPINE - NO IMAP |  | 15°12'0.550" | 39°15'18.844" | 250 | 33 | 400V | 3 | 2003 |  |  | 991 | 45 | 698.1044 | 292.8956 | 292895.5556 |  | 31 | 49.55 | 49550 | 941.45 | 2.222% | 20.9211 | 313.8167 | 677.1833
10141103 | GMT | TRANSFORMADOR | PTS73 | TRANSFORMADOR MARCA: PTS73 |  |  | Nampula | VIA BARRAGEM - VIDA GÁS |  | 15°4'39.349" | 39°15'4.079" | 160 | 33 | 400V | 3 | 2003 |  |  | 991 | 45 | 698.1044 | 292.8956 | 292895.5556 |  | 31 | 49.55 | 49550 | 941.45 | 2.222% | 20.9211 | 313.8167 | 677.1833
10141103 | GMT | TRANSFORMADOR | PTS89 | TRANSFORMADOR MARCA: PTS89 |  |  | Nampula | MUAHIVIRE EXPANSÃO , ELIPISSE |  | 15°8'48.662" | 39°16'30.623" | 315 | 33 | 400V | 3 | 2003 |  |  | 1039 | 45 | 731.9178 | 307.0822 | 307082.2222 |  | 31 | 51.95 | 51950 | 987.05 | 2.222% | 21.9344 | 329.0167 | 709.9833
10141103 | GMT | TRANSFORMADOR | PTS90 | TRANSFORMADOR MARCA: PTS90 |  |  | Nampula | BAIRRO DE NAPIPINE- UP |  | 15°6'23.771" | 39°15'25.887" | 500 | 33 | 400V | 3 | 2003 |  |  | 1200 | 45 | 845.3333 | 354.6667 | 354666.6667 |  | 31 | 60 | 60000 | 1140 | 2.222% | 25.3333 | 380 | 820
10141103 | GMT | TRANSFORMADOR | 142 | TRANSFORMADOR MARCA: 142 |  |  | Nampula | MUAHIVIRE EXPANSÃO- SIQUIA |  | 15°11'32.346" | 39°16'2.146" | 100 | 11 | 400V | 3 | 2003 |  |  | 763 | 45 | 537.4911 | 225.5089 | 225508.8889 |  | 31 | 38.15 | 38150 | 724.85 | 2.222% | 16.1078 | 241.6167 | 521.3833
10141103 | GMT | TRANSFORMADOR | PTS 1 | TRANSFORMADOR MARCA:Ozoguney ANGOCHE PTS 1 |  | ANGOCHE | ANGOCHE | HOSPITAL RURAL DE ANGO |  | 16°13.673 | 39°54.454 | 315 | 33KV | 400V | 3 | 2003 | Ozoguney |  | 1039 | 45 | 731.9178 | 307.0822 | 307082.2222 |  | 31 | 51.95 | 51950 | 987.05 | 2.222% | 21.9344 | 329.0167 | 709.9833
10141103 | GMT | TRANSFORMADOR | T1 | TRANSFORMADOR MARCA:ABB 33KV/11KV SUB T1 |  | 33KV/11KV SUB | LICHINGA |  |  | 13°17'50.011" | 35°14'36.300" | 12000 | 33KV | 11KV | 3 | 2003 | ABB | 113392 | 20419 | 45 | 14384.0511 | 6034.9489 | 6034948.8889 |  | 31 | 1020.95 | 1020950 | 19398.05 | 2.222% | 431.0678 | 6466.0167 | 13952.9833
10141103 | GMT | TRANSFORMADOR | PT225 | TRANSFORMADOR MARCA:Efacec PT225 PT225 | Bairro Sagrada Família | PT225 | BEIRA | SOFALA |  | 698264.9 | 7811025.8 | 250 | 22 | 0.4 | 3 | 2003 | Efacec | 1000297 | 953 | 45 | 671.3356 | 281.6644 | 281664.4444 |  | 31 | 47.65 | 47650 | 905.35 | 2.222% | 20.1189 | 301.7833 | 651.2167
10141103 | GMT | TRANSFORMADOR | PTS10 | TRANSFORMADOR MARCA:TANZ PTS10 |  |  | NAMPULA | AVENIDA DO TRABALHO - ESCRITÓRIOS DA EDM |  | 15°6'47.754" | 39°15'29.994" | 315 | 11 | 400V | 3 | 2003 | TANZ | 2215 | 840 | 45 | 591.7333 | 248.2667 | 248266.6667 |  | 31 | 42 | 42000 | 798 | 2.222% | 17.7333 | 266 | 574
10141103 | GMT | TRANSFORMADOR | PTS11 | TRANSFORMADOR MARCA:SGB PTS11 |  |  | NAMPULA | RUA DOS COMBATENTES |  | 15°6'59.901" | 39°16'0.363" | 630 | 11 | 400V | 3 | 2003 | SGB | 397423 | 1016 | 45 | 715.7156 | 300.2844 | 300284.4444 |  | 31 | 50.8 | 50800 | 965.2 | 2.222% | 21.4489 | 321.7333 | 694.2667
10141103 | GMT | TRANSFORMADOR | PTS16 | TRANSFORMADOR MARCA:Power Tech PTS16 |  |  | NAMPULA | AV. Eduardo Mondlane. Em frente do Fipag Regional |  | 15°7'25.789" | 39°15'13.354" | 315 | 11 | 400V | 3 | 2003 | Power Tech | 20917302/02 | 840 | 45 | 591.7333 | 248.2667 | 248266.6667 |  | 31 | 42 | 42000 | 798 | 2.222% | 17.7333 | 266 | 574
10141103 | GMT | TRANSFORMADOR | PTS25 | TRANSFORMADOR MARCA:ABB PTS25 |  |  | NAMPULA | BAIRRO DE NAMUTEQUELIUA- NA RETUNDA DO AEROPORTO |  | 15°6'44.874" | 39°17'4.302" | 315 | 11 | 400V | 3 | 2003 | ABB | T-24334 | 840 | 45 | 591.7333 | 248.2667 | 248266.6667 |  | 31 | 42 | 42000 | 798 | 2.222% | 17.7333 | 266 | 574
10141103 | GMT | TRANSFORMADOR | PTS27 | TRANSFORMADOR MARCA:SGB PTS27 |  |  | NAMPULA | MUAHIVIRE EXPANSÃO- LAR DOS PROFESSORES |  | 15°8'5.266" | 39°16'38.944" | 315 | 11 | 400V | 3 | 2003 | SGB | 401480 | 840 | 45 | 591.7333 | 248.2667 | 248266.6667 |  | 31 | 42 | 42000 | 798 | 2.222% | 17.7333 | 266 | 574
10141103 | GMT | TRANSFORMADOR | PTS33 | TRANSFORMADOR MARCA:EFACEC PTS33 |  |  | NAMPULA | BAIRRO DE NAPIPINE - NA METEOROLOGIA |  | 15°5'26.979" | 39°15'22.258" | 200 | 33 | 400V | 3 | 2003 | EFACEC | F002283,01 | 991 | 45 | 698.1044 | 292.8956 | 292895.5556 |  | 31 | 49.55 | 49550 | 941.45 | 2.222% | 20.9211 | 313.8167 | 677.1833
10141103 | GMT | TRANSFORMADOR | PTS35 | TRANSFORMADOR MARCA:Zent Transformer PTS35 |  |  | NAMPULA | BAIRRO DE NAMICOPO PROXIMO COLEGA MUARECHA |  | 15°6'23.653" | 39°16'37.907" | 200 | 33 | 400V | 3 | 2003 | Zent Transformer | T0066T105 | 991 | 45 | 698.1044 | 292.8956 | 292895.5556 |  | 31 | 49.55 | 49550 | 941.45 | 2.222% | 20.9211 | 313.8167 | 677.1833
10141103 | GMT | TRANSFORMADOR | PTS41 | TRANSFORMADOR MARCA:SGB PTS41 |  |  | NAMPULA | BAIRRO DE MUTAUANHA - EPC MUTAUANHA |  | 15°6'50.680" | 39°14'34.080" | 315 | 33 | 400V | 3 | 2003 | SGB | 397413 | 1039 | 45 | 731.9178 | 307.0822 | 307082.2222 |  | 31 | 51.95 | 51950 | 987.05 | 2.222% | 21.9344 | 329.0167 | 709.9833
10141103 | GMT | TRANSFORMADOR | PTS47 | TRANSFORMADOR MARCA:TM PTS47 |  |  | NAMPULA | BAIRRO DE MURRAPANIUA NA ANTIGA GORONGOSA |  | 15°7'55.887" | 39°15'48.806" | 250 | 33 | 400V | 3 | 2003 | TM | 904927 | 991 | 45 | 698.1044 | 292.8956 | 292895.5556 |  | 31 | 49.55 | 49550 | 941.45 | 2.222% | 20.9211 | 313.8167 | 677.1833
10141103 | GMT | TRANSFORMADOR | PTS48 | TRANSFORMADOR MARCA:TM PTS48 |  |  | NAMPULA | RUA DAS FLORES- NA ESCOLA ADEMO |  | 15°7'28.234" | 39°15'9.940" | 315 | 11 | 400V | 3 | 2003 | TM | 923112 | 840 | 45 | 591.7333 | 248.2667 | 248266.6667 |  | 31 | 42 | 42000 | 798 | 2.222% | 17.7333 | 266 | 574
10141103 | GMT | TRANSFORMADOR | PTS60 | TRANSFORMADOR MARCA:EFACEC PTS60 |  |  | NAMPULA | RUA DOS COMBATENTES ( EM FRENTE PAVILHÃO DOS DESPORTOS) |  | 15°6'58.358" | 39°16'3.544" | 315 | 11 | 400V | 3 | 2003 | EFACEC | F000483,07 | 840 | 45 | 591.7333 | 248.2667 | 248266.6667 |  | 31 | 42 | 42000 | 798 | 2.222% | 17.7333 | 266 | 574
10141103 | GMT | TRANSFORMADOR | PTS62 | TRANSFORMADOR MARCA:DPM PTS62 |  |  | Nampula | BAIRRO DE NAPIPINE - NO IMAP |  | 15°12'0.550" | 39°15'18.844" | 250 | 33 | 400V | 3 | 2003 | DPM | 20670702/01 | 991 | 45 | 698.1044 | 292.8956 | 292895.5556 |  | 31 | 49.55 | 49550 | 941.45 | 2.222% | 20.9211 | 313.8167 | 677.1833
10141103 | GMT | TRANSFORMADOR | PTS73 | TRANSFORMADOR MARCA:Zent Transformer PTS73 |  |  | Nampula | VIA BARRAGEM - VIDA GÁS |  | 15°4'39.349" | 39°15'4.079" | 160 | 33 | 400V | 3 | 2003 | Zent Transformer | T0014T0105 | 991 | 45 | 698.1044 | 292.8956 | 292895.5556 |  | 31 | 49.55 | 49550 | 941.45 | 2.222% | 20.9211 | 313.8167 | 677.1833
10141103 | GMT | TRANSFORMADOR | PTS89 | TRANSFORMADOR MARCA:TM PTS89 |  |  | Nampula | MUAHIVIRE EXPANSÃO , ELIPISSE |  | 15°8'48.662" | 39°16'30.623" | 315 | 33 | 400V | 3 | 2003 | TM | 920833 | 1039 | 45 | 731.9178 | 307.0822 | 307082.2222 |  | 31 | 51.95 | 51950 | 987.05 | 2.222% | 21.9344 | 329.0167 | 709.9833
10141103 | GMT | TRANSFORMADOR | PTS90 | TRANSFORMADOR MARCA:TM PTS90 |  |  | Nampula | BAIRRO DE NAPIPINE- UP |  | 15°6'23.771" | 39°15'25.887" | 500 | 33 | 400V | 3 | 2003 | TM | 920932 | 1200 | 45 | 845.3333 | 354.6667 | 354666.6667 |  | 31 | 60 | 60000 | 1140 | 2.222% | 25.3333 | 380 | 820
10141103 | GMT | TRANSFORMADOR | 142 | TRANSFORMADOR MARCA:Power Tech 142 |  |  | Nampula | MUAHIVIRE EXPANSÃO- SIQUIA |  | 15°11'32.346" | 39°16'2.146" | 100 | 11 | 400V | 3 | 2003 | Power Tech | 20954301/02 | 763 | 45 | 537.4911 | 225.5089 | 225508.8889 |  | 31 | 38.15 | 38150 | 724.85 | 2.222% | 16.1078 | 241.6167 | 521.3833
10141103 | GMT | TRANSFORMADOR | PTS 1 | TRANSFORMADOR MARCA:Moçambique ANGOCHE PTS 1 |  | ANGOCHE | ANGOCHE | HOSPITAL RURAL DE ANGO |  | 16°13.673 | 39°54.454 | 315 | 33KV | 400V | 3 | 2003 | Moçambique | 923149 | 1039 | 45 | 731.9178 | 307.0822 | 307082.2222 |  | 31 | 51.95 | 51950 | 987.05 | 2.222% | 21.9344 | 329.0167 | 709.9833
10141103 | GMT | TRANSFORMADOR | PTS 310 | TRANSFORMADOR MARCA:ZENARO CHIMURA PTS 310 |  | CHIMURA | MARRUMBALA | LIBERDADE |  | 17°20'28.263" | 35°35'35.014" | 100 | 33KV | 400V | 3 | 2003 | ZENARO |  | 763 | 45 | 537.4911 | 225.5089 | 225508.8889 |  | 31 | 38.15 | 38150 | 724.85 | 2.222% | 16.1078 | 241.6167 | 521.3833
10141103 | GMT | TRANSFORMADOR | PTS 4023 | TRANSFORMADOR MARCA:TUSCO TRFR GURUE PTS 4023 |  | GURUE | GURUE | MACUARRO |  | 15°46'19.414" | 37°5'2.3" | 100 | 33KV | 400V | 3 | 2003 | TUSCO TRFR |  | 763 | 45 | 537.4911 | 225.5089 | 225508.8889 |  | 31 | 38.15 | 38150 | 724.85 | 2.222% | 16.1078 | 241.6167 | 521.3833
10141103 | GMT | TRANSFORMADOR |  | TRANSFORMADOR MARCA:Pauwels Infulene |  | Infulene | Maputo |  |  |  |  | 10 | 66 | 33 | 3 | 2003 | Pauwels | 03.2.4337 | 27225 | 45 | 19178.5 | 8046.5 | 8046500 |  | 31 | 1361.25 | 1361250 | 25863.75 | 2.222% | 574.75 | 8621.25 | 18603.75
10141103 | PMT | TRANSFORMADOR | PTS 8 | TRANSFORMADOR MARCA:DPM ANGOCHE PTS 8 |  | ANGOCHE | ANGOCHE | VETERANOS |  | 16°13.147 | 39°54.028 | 200 | 33KV | 400V | 3 | 2003 | DPM |  | 991 | 45 | 698.1044 | 292.8956 | 292895.5556 |  | 31 | 49.55 | 49550 | 941.45 | 2.222% | 20.9211 | 313.8167 | 677.1833
10141103 | PMT | TRANSFORMADOR | PTS 4 | TRANSFORMADOR MARCA:EFACEC MOMA PTS 4 |  | MOMA | MOMA | B.ESTRADA |  | 16°45.338 | 39°13.301 | 160KVA | 22KV | 400V | 3 | 2003 | EFACEC |  | 572 | 45 | 402.9422 | 169.0578 | 169057.7778 |  | 31 | 28.6 | 28600 | 543.4 | 2.222% | 12.0756 | 181.1333 | 390.8667
10141103 | PMT | TRANSFORMADOR | PT200 | TRANSFORMADOR MARCA:EFACEC PT200 PT200 | Bairro do Macurungo Rua 34 | PT200 | BEIRA | SOFALA |  | 697145 | 7805400 | 500 | 22 | 0.4 | 3 | 2003 | EFACEC | NO SERIAL NUMBER | 1016 | 45 | 715.7156 | 300.2844 | 300284.4444 |  | 31 | 50.8 | 50800 | 965.2 | 2.222% | 21.4489 | 321.7333 | 694.2667
10141103 | PMT | TRANSFORMADOR | PT213 | TRANSFORMADOR MARCA:Efacec PT213 PT213 | Bairro dos Polícias(Matacuane/Nova Yorque/Moagem) | PT213 | BEIRA | SOFALA |  | 695999.1 | 7805523 | 315 | 22 | 0.4 | 3 | 2003 | Efacec | I0003100 | 953 | 45 | 671.3356 | 281.6644 | 281664.4444 |  | 31 | 47.65 | 47650 | 905.35 | 2.222% | 20.1189 | 301.7833 | 651.2167
10141103 | PMT | TRANSFORMADOR | PT229 | TRANSFORMADOR MARCA:Efacec PT229 PT229 | Nhangau | PT229 | BEIRA | SOFALA |  | 710170 | 7818726 | 160 | 22 | 0.4 | 3 | 2003 | Efacec | L00021601 | 572 | 45 | 402.9422 | 169.0578 | 169057.7778 |  | 31 | 28.6 | 28600 | 543.4 | 2.222% | 12.0756 | 181.1333 | 390.8667
10141103 | PMT | TRANSFORMADOR | PT287 | TRANSFORMADOR MARCA:Efacec PT287 PT287 | Bairro de Inhamízua - Entrada para Centro de Nazaré | PT287 | BEIRA | SOFALA |  | -19.7257 | 34.795 | 100 | 22 | 0.4 | 3 | 2003 | Efacec | L000306.01 | 445 | 45 | 313.4778 | 131.5222 | 131522.2222 |  | 31 | 22.25 | 22250 | 422.75 | 2.222% | 9.3944 | 140.9167 | 304.0833
10141103 | PMT | TRANSFORMADOR | PT333 | TRANSFORMADOR MARCA:EFACEC PT333 PT333 | Bairro do Macurungo Casa Ega | PT333 | BEIRA | SOFALA |  | S 19°50'24,25" | E 034°52'15,04" | 160 | 22 | 0.4 | 3 | 2003 | EFACEC | NO SERIAL NUMBER | 572 | 45 | 402.9422 | 169.0578 | 169057.7778 |  | 31 | 28.6 | 28600 | 543.4 | 2.222% | 12.0756 | 181.1333 | 390.8667
10141103 | PMT | TRANSFORMADOR | AGCHI/PT82 | TRANSFORMADOR MARCA:EFACEC AGCHI/PT82 AGCHI/PT82 | CENTRO SAUDE CHISSUI | AGCHI/PT82 | CHIMOIO | MANICA |  | S19 08 32,11 | E033 26 44,98 | 100 | 22 | 0.4 | 3 | 2003 | EFACEC | L00030604 | 445 | 45 | 313.4778 | 131.5222 | 131522.2222 |  | 31 | 22.25 | 22250 | 422.75 | 2.222% | 9.3944 | 140.9167 | 304.0833
10141103 | PMT | TRANSFORMADOR | PTS 477 | TRANSFORMADOR MARCA:ALSTHOM PTS 477 PTS 477 |  | PTS 477 | Matola | Matola F |  | 32.465318 | -25.948057 | 160 | 33 | 0.4 | 3Ø | 2003 | ALSTHOM | 03024/02/016 | 991 | 45 | 698.1044 | 292.8956 | 292895.5556 |  | 31 | 49.55 | 49550 | 941.45 | 2.222% | 20.9211 | 313.8167 | 677.1833
10141103 | PMT | TRANSFORMADOR | PTS 84 | TRANSFORMADOR MARCA:ALSTHOM PTS 84 PTS 84 |  | PTS 84 | Matola | Matola G |  | 32.451370 | -25.920844 | 160 | 33 | 0.4 | 3Ø | 2003 | ALSTHOM | 03024/02/006 | 991 | 45 | 698.1044 | 292.8956 | 292895.5556 |  | 31 | 49.55 | 49550 | 941.45 | 2.222% | 20.9211 | 313.8167 | 677.1833
10141103 | PMT | TRANSFORMADOR | PTS 308 | TRANSFORMADOR MARCA:ALSTOM PTS 308 PTS 308 |  | PTS 308 | Matola Rio | Matola Rio |  | 32.428736 | -25.971102 | 160 | 33 | 0.4 | 3Ø | 2003 | ALSTOM | 03024/02/018 | 991 | 45 | 698.1044 | 292.8956 | 292895.5556 |  | 31 | 49.55 | 49550 | 941.45 | 2.222% | 20.9211 | 313.8167 | 677.1833
10141103 | PMT | TRANSFORMADOR | PTS 506 | TRANSFORMADOR MARCA:ALSTOM PTS 506 PTS 506 |  | PTS 506 | Matola Rio | Djuba |  | 32.423138 | -25.957307 | 250 | 33 | 0.4 | 3Ø | 2003 | ALSTOM | 03024/03/016 | 991 | 45 | 698.1044 | 292.8956 | 292895.5556 |  | 31 | 49.55 | 49550 | 941.45 | 2.222% | 20.9211 | 313.8167 | 677.1833
10141103 | PMT | TRANSFORMADOR | PTS 25 | TRANSFORMADOR MARCA:ALSTOM PTS 25 PTS 25 |  | PTS 25 | Matola Rio | Djuba |  | 32.432774 | -25.944832 | 160 | 33 | 0.4 | 3Ø | 2003 | ALSTOM | 03024/02/017 | 991 | 45 | 698.1044 | 292.8956 | 292895.5556 |  | 31 | 49.55 | 49550 | 941.45 | 2.222% | 20.9211 | 313.8167 | 677.1833
10141103 | PMT | TRANSFORMADOR | PTS 245 | TRANSFORMADOR MARCA:DESTA POWER MATLA PTS 245 PTS 245 |  | PTS 245 | Belulane | Mozal |  | 32.397064 | -25.933971 | 250 | 11 | 0.4 | 3Ø | 2003 | DESTA POWER MATLA | DT-402/4 | 840 | 45 | 591.7333 | 248.2667 | 248266.6667 |  | 31 | 42 | 42000 | 798 | 2.222% | 17.7333 | 266 | 574
10141103 | PMT | TRANSFORMADOR | PTS 800 | TRANSFORMADOR MARCA:ALSTOM PTS 800 PTS 800 |  | PTS 800 | Boane | Boane |  | 32.374384 | -25.058509 | 160 | 33 | 0.4 | 3Ø | 2003 | ALSTOM | 03024/02/004 | 991 | 45 | 698.1044 | 292.8956 | 292895.5556 |  | 31 | 49.55 | 49550 | 941.45 | 2.222% | 20.9211 | 313.8167 | 677.1833
10141103 | PMT | TRANSFORMADOR | PTS 751 | TRANSFORMADOR MARCA:IMEFY PTS 751 PTS 751 |  | PTS 751 | Boane | Massaca |  | 32.294199 | -25.056182 | 160 | 33 | 0.4 | 3Ø | 2003 | IMEFY | 55850 | 991 | 45 | 698.1044 | 292.8956 | 292895.5556 |  | 31 | 49.55 | 49550 | 941.45 | 2.222% | 20.9211 | 313.8167 | 677.1833
10141103 | PMT | TRANSFORMADOR | PTS 1060 | TRANSFORMADOR MARCA:POWER ENGINEERS PTS 1060 PTS 1060 |  | PTS 1060 | Boane | Gob |  | 32.155140 | -25.213686 | 100 | 33 | 0.4 | 3Ø | 2003 | POWER ENGINEERS | 10451101/02 | 763 | 45 | 537.4911 | 225.5089 | 225508.8889 |  | 31 | 38.15 | 38150 | 724.85 | 2.222% | 16.1078 | 241.6167 | 521.3833
10141103 | PMT | TRANSFORMADOR | PTS 746 | TRANSFORMADOR MARCA:ALSTOM PTS 746 PTS 746 |  | PTS 746 | Boane | Gob |  | 32.140370 | -25.199113 | 150 | 33 | 0.4 | 3Ø | 2003 | ALSTOM | 03024/02/009 | 991 | 45 | 698.1044 | 292.8956 | 292895.5556 |  | 31 | 49.55 | 49550 | 941.45 | 2.222% | 20.9211 | 313.8167 | 677.1833
10141103 | PMT | TRANSFORMADOR | PTS 858 | TRANSFORMADOR MARCA:ALSTOM PTS 858 PTS 858 |  | PTS 858 | Boane | Inhaca |  | 32.935053 | -25.025741 | 25 | 33 | 0.23 | 1Ø | 2003 | ALSTOM | RET14079 | 643 | 45 | 452.9578 | 190.0422 | 190042.2222 |  | 31 | 32.15 | 32150 | 610.85 | 2.222% | 13.5744 | 203.6167 | 439.3833
10141103 | PMT | TRANSFORMADOR | PTS 609 | TRANSFORMADOR MARCA:ALSTOM PTS 609 PTS 609 |  | PTS 609 | Boane | Machangulo-Nhonguane |  | 32.955578 | -25.084347 | 100 | 33 | 0.4 | 3Ø | 2003 | ALSTOM | 03024/01/002 | 763 | 45 | 537.4911 | 225.5089 | 225508.8889 |  | 31 | 38.15 | 38150 | 724.85 | 2.222% | 16.1078 | 241.6167 | 521.3833
10141103 | PMT | TRANSFORMADOR | PT 192 | TRANSFORMADOR MARCA:Alstom PT 192 | Infulene |  | Maputo |  |  | 32,5526414 | -25,8893302 | 250 | 33 | 0,4 | 3Φ | 2003 | Alstom | 03024/03/010 | 991 | 45 | 698.1044 | 292.8956 | 292895.5556 |  | 31 | 49.55 | 49550 | 941.45 | 2.222% | 20.9211 | 313.8167 | 677.1833
10141103 | PMT | TRANSFORMADOR | PTS 224 | TRANSFORMADOR MARCA:IMEFY PTS 224 | Zimpeto |  | Maputo |  |  | 32,5431067 | -25,8432041 | 250 | 33 | 0,4 | 3Φ | 2003 | IMEFY | 56065 | 991 | 45 | 698.1044 | 292.8956 | 292895.5556 |  | 31 | 49.55 | 49550 | 941.45 | 2.222% | 20.9211 | 313.8167 | 677.1833
10141103 | PMT | TRANSFORMADOR | PTS 223 | TRANSFORMADOR MARCA:IMEFY PTS 223 | Zimpeto |  | Maputo |  |  | 32,5442754 | -25,8387026 | 250 | 33 | 0,4 | 3Φ | 2003 | IMEFY | 56078 | 991 | 45 | 698.1044 | 292.8956 | 292895.5556 |  | 31 | 49.55 | 49550 | 941.45 | 2.222% | 20.9211 | 313.8167 | 677.1833
10141103 | PMT | TRANSFORMADOR | PT 128 | TRANSFORMADOR MARCA:Alstom PT 128 | Mashava |  | Maputo |  |  | 32,4809695 | -25,8734852 | 250 | 33 | 0,4 | 3Φ | 2003 | Alstom | 03024/02/08 | 991 | 45 | 698.1044 | 292.8956 | 292895.5556 |  | 31 | 49.55 | 49550 | 941.45 | 2.222% | 20.9211 | 313.8167 | 677.1833
10141103 | PMT | TRANSFORMADOR | PT 339 | TRANSFORMADOR MARCA:IMEFY PT 339 | Mashava |  | Maputo |  |  | 32,4619644 | -25,8874113 | 160 | 33 | 0,4 | 3Φ | 2003 | IMEFY | 55847 | 991 | 45 | 698.1044 | 292.8956 | 292895.5556 |  | 31 | 49.55 | 49550 | 941.45 | 2.222% | 20.9211 | 313.8167 | 677.1833
10141103 | PMT | TRANSFORMADOR | PT 345 | TRANSFORMADOR MARCA:REVIVE PT 345 | Mashava |  | Maputo |  |  | 32,4401276 | -25,8890123 | 250 | 33 | 0,4 | 3Φ | 2003 | REVIVE | RT63998 | 991 | 45 | 698.1044 | 292.8956 | 292895.5556 |  | 31 | 49.55 | 49550 | 941.45 | 2.222% | 20.9211 | 313.8167 | 677.1833
10141103 | PMT | TRANSFORMADOR | PTS 409 | TRANSFORMADOR MARCA:REVIVE PTS 409 | Mashava |  | Maputo |  |  | 32,4742627 | -25,8653642 | 250 | 33 | 0,4 | 3Φ | 2003 | REVIVE | RET69961 | 991 | 45 | 698.1044 | 292.8956 | 292895.5556 |  | 31 | 49.55 | 49550 | 941.45 | 2.222% | 20.9211 | 313.8167 | 677.1833
10141103 | PMT | TRANSFORMADOR | PTS 458 | TRANSFORMADOR MARCA:Alstom PTS 458 | Mashava |  | Maputo |  |  | 32,4363262 | -25,8588469 | 200 | 33 | 0,4 | 3Φ | 2003 | Alstom | RET14135 | 991 | 45 | 698.1044 | 292.8956 | 292895.5556 |  | 31 | 49.55 | 49550 | 941.45 | 2.222% | 20.9211 | 313.8167 | 677.1833
10141103 | PMT | TRANSFORMADOR | PT 81 RE | TRANSFORMADOR MARCA:Efacec PT 81 RE | Maxixe |  | Inhambane |  |  | 35,2931247 | -23,9560501 | 50 | 33 | 0,4 | 3Φ | 2003 | Efacec | L000286.08 | 643 | 45 | 452.9578 | 190.0422 | 190042.2222 |  | 31 | 32.15 | 32150 | 610.85 | 2.222% | 13.5744 | 203.6167 | 439.3833
10141103 | PMT | TRANSFORMADOR | PT 267R | TRANSFORMADOR MARCA:IMEFY PT 267R |  |  | Muhlaze |  |  | 32,519649 | -25,832536 | 160 | 33 | 0.4 | 3Φ | 2003 | IMEFY | 55842 | 991 | 45 | 698.1044 | 292.8956 | 292895.5556 |  | 31 | 49.55 | 49550 | 941.45 | 2.222% | 20.9211 | 313.8167 | 677.1833
10141103 | PMT | TRANSFORMADOR | PTS 395 | TRANSFORMADOR MARCA:IMEFY PTS 395 |  |  | MATOLA |  |  | 32,39873 | -25,82673 | 160 | 33 | 0.4 | 3Φ | 2003 | IMEFY | 55845 | 991 | 45 | 698.1044 | 292.8956 | 292895.5556 |  | 31 | 49.55 | 49550 | 941.45 | 2.222% | 20.9211 | 313.8167 | 677.1833
10141103 | PMT | TRANSFORMADOR | PT 633 | TRANSFORMADOR MARCA:IMEFY PT 633 |  |  | Manhica |  |  | 32,771747 | -25,451330 | 160 | 33 | 0.4 | 3Φ | 2003 | IMEFY | 55843 | 991 | 45 | 698.1044 | 292.8956 | 292895.5556 |  | 31 | 49.55 | 49550 | 941.45 | 2.222% | 20.9211 | 313.8167 | 677.1833
10141103 | PMT | TRANSFORMADOR | PTS 27 | TRANSFORMADOR MARCA: PTS 27 |  |  | CIDADE DA MATOLA |  |  | 32,439582 | -25,969273 | 160 | 33 | 0.4 | 3Φ | 2003 |  | 253895 | 991 | 45 | 698.1044 | 292.8956 | 292895.5556 |  | 31 | 49.55 | 49550 | 941.45 | 2.222% | 20.9211 | 313.8167 | 677.1833
10141103 | PMT | TRANSFORMADOR | AGXX/PTS0332 | TRANSFORMADOR MARCA:EFACEC AGXX/PTS0332 AGXX/PTS0332 | Patrice Lumumba Prox. do Nhantumbo | AGXX/PTS0332 | Gaza | Gaza |  | 25º 04.720 | 033º 39.997 | 315 | 11 | 0.4 | 3 | 2003 | EFACEC | L000223.05 | 840 | 45 | 591.7333 | 248.2667 | 248266.6667 |  | 31 | 42 | 42000 | 798 | 2.222% | 17.7333 | 266 | 574
10141103 | PMT | TRANSFORMADOR | AGXX/PTS0105 | TRANSFORMADOR MARCA:EFACEC AGXX/PTS0105 AGXX/PTS0105 | B. Marien Nguaby-Nhabay | AGXX/PTS0105 | Gaza | Gaza |  | 25º 02.818 | 033º 41819 | 315 | 11 | 0.4 | 3 | 2003 | EFACEC | L000213.11 | 840 | 45 | 591.7333 | 248.2667 | 248266.6667 |  | 31 | 42 | 42000 | 798 | 2.222% | 17.7333 | 266 | 574
10141103 | PMT | TRANSFORMADOR | AGXX/PTS0109 | TRANSFORMADOR MARCA:EFACEC AGXX/PTS0109 AGXX/PTS0109 | Zuleca-M. Nguaby | AGXX/PTS0109 | Gaza | Gaza |  | 25º 03.144 | 033º 42.277 | 200 | 11 | 0.4 | 3 | 2003 | EFACEC | L000226.01 | 572 | 45 | 402.9422 | 169.0578 | 169057.7778 |  | 31 | 28.6 | 28600 | 543.4 | 2.222% | 12.0756 | 181.1333 | 390.8667
10141103 | PMT | TRANSFORMADOR | AGCDG/PTS0138 | TRANSFORMADOR MARCA:EFACEC AGCDG/PTS0138 AGCDG/PTS0138 | Alcar khicoluene | AGCDG/PTS0138 | GESTÃO - USC DE CHIDENGUELE | Gaza |  | 24° 54.599 | 034° 12.014 | 30 | 33 | 0.4 | 3 | 2003 | EFACEC | L000204.03 | 643 | 45 | 452.9578 | 190.0422 | 190042.2222 |  | 31 | 32.15 | 32150 | 610.85 | 2.222% | 13.5744 | 203.6167 | 439.3833
10141103 | PMT | TRANSFORMADOR | PTS0001 | TRANSFORMADOR MARCA: PTS0001 | 1o Bairro Chokwe |  | Chokwe | Gaza |  | 33.0077 | 24.5301 | 160 | 33 | 0.4 | 3 | 2003 |  |  | 991 | 45 | 698.1044 | 292.8956 | 292895.5556 |  | 31 | 49.55 | 49550 | 941.45 | 2.222% | 20.9211 | 313.8167 | 677.1833
10141103 | PMT | TRANSFORMADOR | PTS0002 | TRANSFORMADOR MARCA: PTS0002 | 2o Bairro Chokwe |  | Chokwe | Gaza |  | 33.0019 | 24.526 | 250 | 33 | 0.4 | 3 | 2003 |  |  | 991 | 45 | 698.1044 | 292.8956 | 292895.5556 |  | 31 | 49.55 | 49550 | 941.45 | 2.222% | 20.9211 | 313.8167 | 677.1833
10141103 | PMT | TRANSFORMADOR | PTS0003 | TRANSFORMADOR MARCA: PTS0003 | 2o Bairro Chokwe |  | Chokwe | Gaza |  | 33 | 24.5281 | 160 | 33 | 0.4 | 3 | 2003 |  |  | 991 | 45 | 698.1044 | 292.8956 | 292895.5556 |  | 31 | 49.55 | 49550 | 941.45 | 2.222% | 20.9211 | 313.8167 | 677.1833
10141103 | PMT | TRANSFORMADOR | PTS0004 | TRANSFORMADOR MARCA: PTS0004 | 1o Bairro Chokwe |  | Chokwe | Gaza |  |  |  | 200 | 33 | 0.4 | 3 | 2003 |  |  | 991 | 45 | 698.1044 | 292.8956 | 292895.5556 |  | 31 | 49.55 | 49550 | 941.45 | 2.222% | 20.9211 | 313.8167 | 677.1833
10141103 | PMT | TRANSFORMADOR | PTS0005 | TRANSFORMADOR MARCA: PTS0005 | 1o Bairro Chokwe |  | Chokwe | Gaza |  |  |  | 250 | 33 | 0.4 | 3 | 2003 |  |  | 991 | 45 | 698.1044 | 292.8956 | 292895.5556 |  | 31 | 49.55 | 49550 | 941.45 | 2.222% | 20.9211 | 313.8167 | 677.1833
10141103 | PMT | TRANSFORMADOR | PTS0006 | TRANSFORMADOR MARCA: PTS0006 | 1o Bairro Chokwe |  | Chokwe | Gaza |  |  |  | 50 | 33 | 0.4 | 3 | 2003 |  |  | 643 | 45 | 452.9578 | 190.0422 | 190042.2222 |  | 31 | 32.15 | 32150 | 610.85 | 2.222% | 13.5744 | 203.6167 | 439.3833
10141103 | PMT | TRANSFORMADOR | PTS0007 | TRANSFORMADOR MARCA: PTS0007 | 2o Bairro Chokwe |  | Chokwe | Gaza |  |  |  | 100 | 33 | 0.4 | 3 | 2003 |  |  | 763 | 45 | 537.4911 | 225.5089 | 225508.8889 |  | 31 | 38.15 | 38150 | 724.85 | 2.222% | 16.1078 | 241.6167 | 521.3833
10141103 | PMT | TRANSFORMADOR | PTS0008 | TRANSFORMADOR MARCA: PTS0008 | 3o Bairro Chokwe |  | Chokwe | Gaza |  |  |  | 32 | 33 | 0.4 | 3 | 2003 |  |  | 643 | 45 | 452.9578 | 190.0422 | 190042.2222 |  | 31 | 32.15 | 32150 | 610.85 | 2.222% | 13.5744 | 203.6167 | 439.3833
10141103 | PMT | TRANSFORMADOR | PTS0009 | TRANSFORMADOR MARCA: PTS0009 | 3o Bairro Chokwe |  | Chokwe | Gaza |  |  |  | 32 | 33 | 0.4 | 3 | 2003 |  |  | 643 | 45 | 452.9578 | 190.0422 | 190042.2222 |  | 31 | 32.15 | 32150 | 610.85 | 2.222% | 13.5744 | 203.6167 | 439.3833
10141103 | PMT | TRANSFORMADOR | PTS0010 | TRANSFORMADOR MARCA: PTS0010 | 2o Bairro Chokwe |  | Chokwe | Gaza |  |  |  | 100 | 33 | 0.4 | 3 | 2003 |  |  | 763 | 45 | 537.4911 | 225.5089 | 225508.8889 |  | 31 | 38.15 | 38150 | 724.85 | 2.222% | 16.1078 | 241.6167 | 521.3833
10141103 | PMT | TRANSFORMADOR | PTS0011 | TRANSFORMADOR MARCA: PTS0011 | 3o Bairro Chokwe |  | Chokwe | Gaza |  |  |  | 100 | 33 | 0.4 | 3 | 2003 |  |  | 763 | 45 | 537.4911 | 225.5089 | 225508.8889 |  | 31 | 38.15 | 38150 | 724.85 | 2.222% | 16.1078 | 241.6167 | 521.3833
10141103 | PMT | TRANSFORMADOR | PTS0012 | TRANSFORMADOR MARCA: PTS0012 | 3o Bairro Chokwe |  | Chokwe | Gaza |  | 32.9729 | 24.5366 | 100 | 33 | 0.4 | 3 | 2003 |  |  | 763 | 45 | 537.4911 | 225.5089 | 225508.8889 |  | 31 | 38.15 | 38150 | 724.85 | 2.222% | 16.1078 | 241.6167 | 521.3833
10141103 | PMT | TRANSFORMADOR | PTS0013 | TRANSFORMADOR MARCA: PTS0013 | 5o Bairro Chokwe |  | Chokwe | Gaza |  |  |  | 50 | 33 | 0.4 | 3 | 2003 |  |  | 643 | 45 | 452.9578 | 190.0422 | 190042.2222 |  | 31 | 32.15 | 32150 | 610.85 | 2.222% | 13.5744 | 203.6167 | 439.3833
10141103 | PMT | TRANSFORMADOR | PTS0014 | TRANSFORMADOR MARCA: PTS0014 | 5o Bairro Chokwe |  | Chokwe | Gaza |  |  |  | 160 | 33 | 0.4 | 3 | 2003 |  |  | 991 | 45 | 698.1044 | 292.8956 | 292895.5556 |  | 31 | 49.55 | 49550 | 941.45 | 2.222% | 20.9211 | 313.8167 | 677.1833
10141103 | PMT | TRANSFORMADOR | PTS0015 | TRANSFORMADOR MARCA: PTS0015 | Machavane |  | Chokwe | Gaza |  |  |  | 100 | 33 | 0.4 | 3 | 2003 |  |  | 763 | 45 | 537.4911 | 225.5089 | 225508.8889 |  | 31 | 38.15 | 38150 | 724.85 | 2.222% | 16.1078 | 241.6167 | 521.3833
10141103 | PMT | TRANSFORMADOR | PTS0016 | TRANSFORMADOR MARCA: PTS0016 | São Vicente |  | Chokwe | Gaza |  |  |  | 250 | 33 | 0.4 | 3 | 2003 |  |  | 991 | 45 | 698.1044 | 292.8956 | 292895.5556 |  | 31 | 49.55 | 49550 | 941.45 | 2.222% | 20.9211 | 313.8167 | 677.1833
10141103 | PMT | TRANSFORMADOR | PTS0017 | TRANSFORMADOR MARCA: PTS0017 | Lhuvucane |  | Chokwe | Gaza |  | 32.9973 | 24.5232 | 50 | 33 | 0.4 | 3 | 2003 |  |  | 643 | 45 | 452.9578 | 190.0422 | 190042.2222 |  | 31 | 32.15 | 32150 | 610.85 | 2.222% | 13.5744 | 203.6167 | 439.3833
10141103 | PMT | TRANSFORMADOR | PTS0018 | TRANSFORMADOR MARCA: PTS0018 | 2o Bairro Chokwe |  | Chokwe | Gaza |  |  |  | 160 | 33 | 0.4 | 3 | 2003 |  |  | 991 | 45 | 698.1044 | 292.8956 | 292895.5556 |  | 31 | 49.55 | 49550 | 941.45 | 2.222% | 20.9211 | 313.8167 | 677.1833
10141103 | PMT | TRANSFORMADOR | PTS0019 | TRANSFORMADOR MARCA: PTS0019 | Jojo |  | Chokwe | Gaza |  |  |  | 32 | 33 | 0.4 | 3 | 2003 |  |  | 643 | 45 | 452.9578 | 190.0422 | 190042.2222 |  | 31 | 32.15 | 32150 | 610.85 | 2.222% | 13.5744 | 203.6167 | 439.3833
10141103 | PMT | TRANSFORMADOR | PTS0020 | TRANSFORMADOR MARCA: PTS0020 | 1o Bairro Chokwe |  | Chokwe | Gaza |  |  |  | 50 | 33 | 0.4 | 3 | 2003 |  |  | 643 | 45 | 452.9578 | 190.0422 | 190042.2222 |  | 31 | 32.15 | 32150 | 610.85 | 2.222% | 13.5744 | 203.6167 | 439.3833
10141103 | PMT | TRANSFORMADOR | PTS0021 | TRANSFORMADOR MARCA: PTS0021 | 3o Bairro Chokwe |  | Chokwe | Gaza |  | 32.9784 | 24.5189 | 50 | 33 | 0.4 | 3 | 2003 |  |  | 643 | 45 | 452.9578 | 190.0422 | 190042.2222 |  | 31 | 32.15 | 32150 | 610.85 | 2.222% | 13.5744 | 203.6167 | 439.3833
10141103 | PMT | TRANSFORMADOR | PTS0022 | TRANSFORMADOR MARCA: PTS0022 | 3o Bairro Chokwe |  | Chokwe | Gaza |  | 32.9887 | 24.522 | 160 | 33 | 0.4 | 3 | 2003 |  |  | 991 | 45 | 698.1044 | 292.8956 | 292895.5556 |  | 31 | 49.55 | 49550 | 941.45 | 2.222% | 20.9211 | 313.8167 | 677.1833
10141103 | PMT | TRANSFORMADOR | PTS0023 | TRANSFORMADOR MARCA: PTS0023 | 1o Bairro Chokwe |  | Chokwe | Gaza |  |  |  | 250 | 33 | 0.4 | 3 | 2003 |  |  | 991 | 45 | 698.1044 | 292.8956 | 292895.5556 |  | 31 | 49.55 | 49550 | 941.45 | 2.222% | 20.9211 | 313.8167 | 677.1833
10141103 | PMT | TRANSFORMADOR | PTS0024 | TRANSFORMADOR MARCA: PTS0024 | 7o Bairro Chokwe |  | Chokwe | Gaza |  | 32.974 | 24.5111 | 50 | 33 | 0.4 | 3 | 2003 |  |  | 643 | 45 | 452.9578 | 190.0422 | 190042.2222 |  | 31 | 32.15 | 32150 | 610.85 | 2.222% | 13.5744 | 203.6167 | 439.3833
10141103 | PMT | TRANSFORMADOR | PTS0025 | TRANSFORMADOR MARCA: PTS0025 | Machel |  | Chokwe | Gaza |  |  |  | 160 | 33 | 0.4 | 3 | 2003 |  |  | 991 | 45 | 698.1044 | 292.8956 | 292895.5556 |  | 31 | 49.55 | 49550 | 941.45 | 2.222% | 20.9211 | 313.8167 | 677.1833
10141103 | PMT | TRANSFORMADOR | PTS0026 | TRANSFORMADOR MARCA: PTS0026 | Machel |  | Chokwe | Gaza |  |  |  | 100 | 33 | 0.4 | 3 | 2003 |  |  | 763 | 45 | 537.4911 | 225.5089 | 225508.8889 |  | 31 | 38.15 | 38150 | 724.85 | 2.222% | 16.1078 | 241.6167 | 521.3833
10141103 | PMT | TRANSFORMADOR | PTS0027 | TRANSFORMADOR MARCA: PTS0027 | Muzumia 1 |  | Chokwe | Gaza |  |  |  | 50 | 33 | 0.4 | 3 | 2003 |  |  | 643 | 45 | 452.9578 | 190.0422 | 190042.2222 |  | 31 | 32.15 | 32150 | 610.85 | 2.222% | 13.5744 | 203.6167 | 439.3833
10141103 | PMT | TRANSFORMADOR | PTS0028 | TRANSFORMADOR MARCA: PTS0028 | Matuba |  | Chokwe | Gaza |  |  |  | 250 | 33 | 0.4 | 3 | 2003 |  |  | 991 | 45 | 698.1044 | 292.8956 | 292895.5556 |  | 31 | 49.55 | 49550 | 941.45 | 2.222% | 20.9211 | 313.8167 | 677.1833
10141103 | PMT | TRANSFORMADOR | PTS0029 | TRANSFORMADOR MARCA: PTS0029 | Manjangue |  | Chokwe | Gaza |  |  |  | 30 | 33 | 0.4 | 3 | 2003 |  |  | 643 | 45 | 452.9578 | 190.0422 | 190042.2222 |  | 31 | 32.15 | 32150 | 610.85 | 2.222% | 13.5744 | 203.6167 | 439.3833
10141103 | PMT | TRANSFORMADOR | PTS0030 | TRANSFORMADOR MARCA: PTS0030 | 3o Bairro Chokwe |  | Chokwe | Gaza |  |  |  | 160 | 33 | 0.4 | 3 | 2003 |  |  | 991 | 45 | 698.1044 | 292.8956 | 292895.5556 |  | 31 | 49.55 | 49550 | 941.45 | 2.222% | 20.9211 | 313.8167 | 677.1833
10141103 | PMT | TRANSFORMADOR | PTS0031 | TRANSFORMADOR MARCA: PTS0031 | 3o Bairro Chokwe |  | Chokwe | Gaza |  |  |  | 160 | 33 | 0.4 | 3 | 2003 |  |  | 991 | 45 | 698.1044 | 292.8956 | 292895.5556 |  | 31 | 49.55 | 49550 | 941.45 | 2.222% | 20.9211 | 313.8167 | 677.1833
10141103 | PMT | TRANSFORMADOR | PTS0032 | TRANSFORMADOR MARCA: PTS0032 | 5o Bairro Chokwe |  | Chokwe | Gaza |  |  |  | 160 | 33 | 0.4 | 3 | 2003 |  |  | 991 | 45 | 698.1044 | 292.8956 | 292895.5556 |  | 31 | 49.55 | 49550 | 941.45 | 2.222% | 20.9211 | 313.8167 | 677.1833
10141103 | PMT | TRANSFORMADOR | PTS0033 | TRANSFORMADOR MARCA: PTS0033 | Aldeia da Barragem |  | Chokwe | Gaza |  |  |  | 160 | 33 | 0.4 | 3 | 2003 |  |  | 991 | 45 | 698.1044 | 292.8956 | 292895.5556 |  | 31 | 49.55 | 49550 | 941.45 | 2.222% | 20.9211 | 313.8167 | 677.1833
10141103 | PMT | TRANSFORMADOR | PTS0034 | TRANSFORMADOR MARCA: PTS0034 | Chinhacanine |  | Chokwe | Gaza |  |  |  | 160 | 33 | 0.4 | 3 | 2003 |  |  | 991 | 45 | 698.1044 | 292.8956 | 292895.5556 |  | 31 | 49.55 | 49550 | 941.45 | 2.222% | 20.9211 | 313.8167 | 677.1833
10141103 | PMT | TRANSFORMADOR | PTS0035 | TRANSFORMADOR MARCA: PTS0035 | Chinhacanine |  | Chokwe | Gaza |  |  |  | 200 | 33 | 0.4 | 3 | 2003 |  |  | 991 | 45 | 698.1044 | 292.8956 | 292895.5556 |  | 31 | 49.55 | 49550 | 941.45 | 2.222% | 20.9211 | 313.8167 | 677.1833
10141103 | PMT | TRANSFORMADOR | PTS0036 | TRANSFORMADOR MARCA: PTS0036 | Chinhacanine |  | Chokwe | Gaza |  |  |  | 50 | 33 | 0.4 | 3 | 2003 |  |  | 643 | 45 | 452.9578 | 190.0422 | 190042.2222 |  | 31 | 32.15 | 32150 | 610.85 | 2.222% | 13.5744 | 203.6167 | 439.3833
10141103 | PMT | TRANSFORMADOR | PTS0037 | TRANSFORMADOR MARCA: PTS0037 | Chinhacanine |  | Chokwe | Gaza |  |  |  | 160 | 33 | 0.4 | 3 | 2003 |  |  | 991 | 45 | 698.1044 | 292.8956 | 292895.5556 |  | 31 | 49.55 | 49550 | 941.45 | 2.222% | 20.9211 | 313.8167 | 677.1833
10141103 | PMT | TRANSFORMADOR | PTS0038 | TRANSFORMADOR MARCA: PTS0038 | Chinhacanine |  | Chokwe | Gaza |  |  |  | 200 | 33 | 0.4 | 3 | 2003 |  |  | 991 | 45 | 698.1044 | 292.8956 | 292895.5556 |  | 31 | 49.55 | 49550 | 941.45 | 2.222% | 20.9211 | 313.8167 | 677.1833
10141103 | PMT | TRANSFORMADOR | PTS0039 | TRANSFORMADOR MARCA: PTS0039 | Ndonga |  | Chokwe | Gaza |  |  |  | 200 | 33 | 0.4 | 3 | 2003 |  |  | 991 | 45 | 698.1044 | 292.8956 | 292895.5556 |  | 31 | 49.55 | 49550 | 941.45 | 2.222% | 20.9211 | 313.8167 | 677.1833
10141103 | PMT | TRANSFORMADOR | PTS0040 | TRANSFORMADOR MARCA: PTS0040 | Pelane |  | Chokwe | Gaza |  |  |  | 50 | 33 | 0.4 | 3 | 2003 |  |  | 643 | 45 | 452.9578 | 190.0422 | 190042.2222 |  | 31 | 32.15 | 32150 | 610.85 | 2.222% | 13.5744 | 203.6167 | 439.3833
10141103 | PMT | TRANSFORMADOR | PTS0041 | TRANSFORMADOR MARCA: PTS0041 | Mubangoene |  | Chokwe | Gaza |  |  |  | 100 | 33 | 0.4 | 3 | 2003 |  |  | 763 | 45 | 537.4911 | 225.5089 | 225508.8889 |  | 31 | 38.15 | 38150 | 724.85 | 2.222% | 16.1078 | 241.6167 | 521.3833
10141103 | PMT | TRANSFORMADOR | PTS0042 | TRANSFORMADOR MARCA: PTS0042 | Tomanine |  | Chokwe | Gaza |  |  |  | 50 | 33 | 0.4 | 3 | 2003 |  |  | 643 | 45 | 452.9578 | 190.0422 | 190042.2222 |  | 31 | 32.15 | 32150 | 610.85 | 2.222% | 13.5744 | 203.6167 | 439.3833
10141103 | PMT | TRANSFORMADOR | PTS0043 | TRANSFORMADOR MARCA: PTS0043 | Tomanine |  | Chokwe | Gaza |  |  |  | 160 | 33 | 0.4 | 3 | 2003 |  |  | 991 | 45 | 698.1044 | 292.8956 | 292895.5556 |  | 31 | 49.55 | 49550 | 941.45 | 2.222% | 20.9211 | 313.8167 | 677.1833
10141103 | PMT | TRANSFORMADOR | PTS0044 | TRANSFORMADOR MARCA: PTS0044 | Vila Caniçado |  | Chokwe | Gaza |  |  |  | 200 | 33 | 0.4 | 3 | 2003 |  |  | 991 | 45 | 698.1044 | 292.8956 | 292895.5556 |  | 31 | 49.55 | 49550 | 941.45 | 2.222% | 20.9211 | 313.8167 | 677.1833
10141103 | PMT | TRANSFORMADOR | PTS0045 | TRANSFORMADOR MARCA: PTS0045 | Vila Caniçado |  | Chokwe | Gaza |  |  |  | 315 | 33 | 0.4 | 3 | 2003 |  |  | 1039 | 45 | 731.9178 | 307.0822 | 307082.2222 |  | 31 | 51.95 | 51950 | 987.05 | 2.222% | 21.9344 | 329.0167 | 709.9833
10141103 | PMT | TRANSFORMADOR | PTS0046 | TRANSFORMADOR MARCA: PTS0046 | Chivongoene |  | Chokwe | Gaza |  |  |  | 100 | 33 | 0.4 | 3 | 2003 |  |  | 763 | 45 | 537.4911 | 225.5089 | 225508.8889 |  | 31 | 38.15 | 38150 | 724.85 | 2.222% | 16.1078 | 241.6167 | 521.3833
10141103 | PMT | TRANSFORMADOR | PTS0047 | TRANSFORMADOR MARCA: PTS0047 | Chivongoene |  | Chokwe | Gaza |  |  |  | 100 | 33 | 0.4 | 3 | 2003 |  |  | 763 | 45 | 537.4911 | 225.5089 | 225508.8889 |  | 31 | 38.15 | 38150 | 724.85 | 2.222% | 16.1078 | 241.6167 | 521.3833
10141103 | PMT | TRANSFORMADOR | PTS0048 | TRANSFORMADOR MARCA: PTS0048 | Nhampunguane |  | Chokwe | Gaza |  |  |  | 100 | 33 | 0.4 | 3 | 2003 |  |  | 763 | 45 | 537.4911 | 225.5089 | 225508.8889 |  | 31 | 38.15 | 38150 | 724.85 | 2.222% | 16.1078 | 241.6167 | 521.3833
10141103 | PMT | TRANSFORMADOR | PTS0049 | TRANSFORMADOR MARCA: PTS0049 | Javanhane |  | Chokwe | Gaza |  |  |  | 160 | 33 | 0.4 | 3 | 2003 |  |  | 991 | 45 | 698.1044 | 292.8956 | 292895.5556 |  | 31 | 49.55 | 49550 | 941.45 | 2.222% | 20.9211 | 313.8167 | 677.1833
10141103 | PMT | TRANSFORMADOR | PTS0050 | TRANSFORMADOR MARCA: PTS0050 | Javanhane |  | Chokwe | Gaza |  |  |  | 160 | 33 | 0.4 | 3 | 2003 |  |  | 991 | 45 | 698.1044 | 292.8956 | 292895.5556 |  | 31 | 49.55 | 49550 | 941.45 | 2.222% | 20.9211 | 313.8167 | 677.1833
10141103 | PMT | TRANSFORMADOR | PTS0051 | TRANSFORMADOR MARCA: PTS0051 | Javanhane |  | Chokwe | Gaza |  |  |  | 160 | 33 | 0.4 | 3 | 2003 |  |  | 991 | 45 | 698.1044 | 292.8956 | 292895.5556 |  | 31 | 49.55 | 49550 | 941.45 | 2.222% | 20.9211 | 313.8167 | 677.1833
10141103 | PMT | TRANSFORMADOR | PTS0052 | TRANSFORMADOR MARCA: PTS0052 | Javanhane |  | Chokwe | Gaza |  |  |  | 160 | 33 | 0.4 | 3 | 2003 |  |  | 991 | 45 | 698.1044 | 292.8956 | 292895.5556 |  | 31 | 49.55 | 49550 | 941.45 | 2.222% | 20.9211 | 313.8167 | 677.1833
10141103 | PMT | TRANSFORMADOR | PTS0053 | TRANSFORMADOR MARCA: PTS0053 | Javanhane |  | Chokwe | Gaza |  |  |  | 50 | 33 | 0.4 | 3 | 2003 |  |  | 643 | 45 | 452.9578 | 190.0422 | 190042.2222 |  | 31 | 32.15 | 32150 | 610.85 | 2.222% | 13.5744 | 203.6167 | 439.3833
10141103 | PMT | TRANSFORMADOR | PTS0054 | TRANSFORMADOR MARCA: PTS0054 | Javanhane |  | Chokwe | Gaza |  |  |  | 160 | 33 | 0.4 | 3 | 2003 |  |  | 991 | 45 | 698.1044 | 292.8956 | 292895.5556 |  | 31 | 49.55 | 49550 | 941.45 | 2.222% | 20.9211 | 313.8167 | 677.1833
10141103 | PMT | TRANSFORMADOR | PTS0055 | TRANSFORMADOR MARCA: PTS0055 | Javanhane |  | Chokwe | Gaza |  |  |  | 50 | 33 | 0.4 | 3 | 2003 |  |  | 643 | 45 | 452.9578 | 190.0422 | 190042.2222 |  | 31 | 32.15 | 32150 | 610.85 | 2.222% | 13.5744 | 203.6167 | 439.3833
10141103 | PMT | TRANSFORMADOR | PTS0056 | TRANSFORMADOR MARCA: PTS0056 | Javanhane |  | Chokwe | Gaza |  |  |  | 32 | 33 | 0.4 | 3 | 2003 |  |  | 643 | 45 | 452.9578 | 190.0422 | 190042.2222 |  | 31 | 32.15 | 32150 | 610.85 | 2.222% | 13.5744 | 203.6167 | 439.3833
10141103 | PMT | TRANSFORMADOR | PTS0057 | TRANSFORMADOR MARCA: PTS0057 | Chibabele |  | Chokwe | Gaza |  |  |  | 50 | 33 | 0.4 | 3 | 2003 |  |  | 643 | 45 | 452.9578 | 190.0422 | 190042.2222 |  | 31 | 32.15 | 32150 | 610.85 | 2.222% | 13.5744 | 203.6167 | 439.3833
10141103 | PMT | TRANSFORMADOR | PTS0058 | TRANSFORMADOR MARCA: PTS0058 | Chibabele |  | Chokwe | Gaza |  |  |  | 200 | 33 | 0.4 | 3 | 2003 |  |  | 991 | 45 | 698.1044 | 292.8956 | 292895.5556 |  | 31 | 49.55 | 49550 | 941.45 | 2.222% | 20.9211 | 313.8167 | 677.1833
10141103 | PMT | TRANSFORMADOR | PTS0059 | TRANSFORMADOR MARCA: PTS0059 | Muhambe |  | Chokwe | Gaza |  |  |  | 160 | 33 | 0.4 | 3 | 2003 |  |  | 991 | 45 | 698.1044 | 292.8956 | 292895.5556 |  | 31 | 49.55 | 49550 | 941.45 | 2.222% | 20.9211 | 313.8167 | 677.1833
10141103 | PMT | TRANSFORMADOR | PTS0060 | TRANSFORMADOR MARCA: PTS0060 | Chaimite |  | Chokwe | Gaza |  |  |  | 100 | 33 | 0.4 | 3 | 2003 |  |  | 763 | 45 | 537.4911 | 225.5089 | 225508.8889 |  | 31 | 38.15 | 38150 | 724.85 | 2.222% | 16.1078 | 241.6167 | 521.3833
10141103 | PMT | TRANSFORMADOR | PTS0061 | TRANSFORMADOR MARCA: PTS0061 | 1o Bairro Chokwe |  | Chokwe | Gaza |  |  |  | 100 | 33 | 0.4 | 3 | 2003 |  |  | 763 | 45 | 537.4911 | 225.5089 | 225508.8889 |  | 31 | 38.15 | 38150 | 724.85 | 2.222% | 16.1078 | 241.6167 | 521.3833
10141103 | PMT | TRANSFORMADOR | PTS0062 | TRANSFORMADOR MARCA: PTS0062 | 1o Bairro Chokwe |  | Chokwe | Gaza |  |  |  | 50 | 33 | 0.4 | 3 | 2003 |  |  | 643 | 45 | 452.9578 | 190.0422 | 190042.2222 |  | 31 | 32.15 | 32150 | 610.85 | 2.222% | 13.5744 | 203.6167 | 439.3833
10141103 | PMT | TRANSFORMADOR | PTS0063 | TRANSFORMADOR MARCA: PTS0063 | 1o Bairro Chokwe |  | Chokwe | Gaza |  |  |  | 160 | 33 | 0.4 | 3 | 2003 |  |  | 991 | 45 | 698.1044 | 292.8956 | 292895.5556 |  | 31 | 49.55 | 49550 | 941.45 | 2.222% | 20.9211 | 313.8167 | 677.1833
10141103 | PMT | TRANSFORMADOR | PTS0064 | TRANSFORMADOR MARCA: PTS0064 | 7o Bairro Chokwe |  | Chokwe | Gaza |  |  |  | 200 | 33 | 0.4 | 3 | 2003 |  |  | 991 | 45 | 698.1044 | 292.8956 | 292895.5556 |  | 31 | 49.55 | 49550 | 941.45 | 2.222% | 20.9211 | 313.8167 | 677.1833
10141103 | PMT | TRANSFORMADOR | PTS0065 | TRANSFORMADOR MARCA: PTS0065 | 6o Bairro Chokwe |  | Chokwe | Gaza |  |  |  | 100 | 33 | 0.4 | 3 | 2003 |  |  | 763 | 45 | 537.4911 | 225.5089 | 225508.8889 |  | 31 | 38.15 | 38150 | 724.85 | 2.222% | 16.1078 | 241.6167 | 521.3833
10141103 | PMT | TRANSFORMADOR | PTS0066 | TRANSFORMADOR MARCA: PTS0066 | 7o Bairro Lionde |  | Chokwe | Gaza |  |  |  | 25 | 33 | 0.4 | 3 | 2003 |  |  | 643 | 45 | 452.9578 | 190.0422 | 190042.2222 |  | 31 | 32.15 | 32150 | 610.85 | 2.222% | 13.5744 | 203.6167 | 439.3833
10141103 | PMT | TRANSFORMADOR | PTS0067 | TRANSFORMADOR MARCA: PTS0067 | 7o Bairro Lionde |  | Chokwe | Gaza |  |  |  | 160 | 33 | 0.4 | 3 | 2003 |  |  | 991 | 45 | 698.1044 | 292.8956 | 292895.5556 |  | 31 | 49.55 | 49550 | 941.45 | 2.222% | 20.9211 | 313.8167 | 677.1833
10141103 | PMT | TRANSFORMADOR | PTS0068 | TRANSFORMADOR MARCA: PTS0068 | Vila de Lionde |  | Chokwe | Gaza |  |  |  | 315 | 33 | 0.4 | 3 | 2003 |  |  | 1039 | 45 | 731.9178 | 307.0822 | 307082.2222 |  | 31 | 51.95 | 51950 | 987.05 | 2.222% | 21.9344 | 329.0167 | 709.9833
10141103 | PMT | TRANSFORMADOR | PTS0069 | TRANSFORMADOR MARCA: PTS0069 | Vila de Lionde |  | Chokwe | Gaza |  |  |  | 50 | 33 | 0.4 | 3 | 2003 |  |  | 643 | 45 | 452.9578 | 190.0422 | 190042.2222 |  | 31 | 32.15 | 32150 | 610.85 | 2.222% | 13.5744 | 203.6167 | 439.3833
10141103 | PMT | TRANSFORMADOR | PTS0070 | TRANSFORMADOR MARCA: PTS0070 | 4o Bairro Lionde |  | Chokwe | Gaza |  |  |  | 32 | 33 | 0.4 | 3 | 2003 |  |  | 643 | 45 | 452.9578 | 190.0422 | 190042.2222 |  | 31 | 32.15 | 32150 | 610.85 | 2.222% | 13.5744 | 203.6167 | 439.3833
10141103 | PMT | TRANSFORMADOR | PTS0071 | TRANSFORMADOR MARCA: PTS0071 | 2o Bairro Lionde |  | Chokwe | Gaza |  |  |  | 100 | 33 | 0.4 | 3 | 2003 |  |  | 763 | 45 | 537.4911 | 225.5089 | 225508.8889 |  | 31 | 38.15 | 38150 | 724.85 | 2.222% | 16.1078 | 241.6167 | 521.3833
10141103 | PMT | TRANSFORMADOR | PTS0072 | TRANSFORMADOR MARCA: PTS0072 | 2o Bairro Lionde |  | Chokwe | Gaza |  |  |  | 100 | 33 | 0.4 | 3 | 2003 |  |  | 763 | 45 | 537.4911 | 225.5089 | 225508.8889 |  | 31 | 38.15 | 38150 | 724.85 | 2.222% | 16.1078 | 241.6167 | 521.3833
10141103 | PMT | TRANSFORMADOR | PTS0073 | TRANSFORMADOR MARCA: PTS0073 | Conhane |  | Chokwe | Gaza |  |  |  | 100 | 33 | 0.4 | 3 | 2003 |  |  | 763 | 45 | 537.4911 | 225.5089 | 225508.8889 |  | 31 | 38.15 | 38150 | 724.85 | 2.222% | 16.1078 | 241.6167 | 521.3833
10141103 | PMT | TRANSFORMADOR | PTS0074 | TRANSFORMADOR MARCA: PTS0074 | Conhane |  | Chokwe | Gaza |  |  |  | 250 | 33 | 0.4 | 3 | 2003 |  |  | 991 | 45 | 698.1044 | 292.8956 | 292895.5556 |  | 31 | 49.55 | 49550 | 941.45 | 2.222% | 20.9211 | 313.8167 | 677.1833
10141103 | PMT | TRANSFORMADOR | PTS0075 | TRANSFORMADOR MARCA: PTS0075 | Conhane |  | Chokwe | Gaza |  |  |  | 100 | 33 | 0.4 | 3 | 2003 |  |  | 763 | 45 | 537.4911 | 225.5089 | 225508.8889 |  | 31 | 38.15 | 38150 | 724.85 | 2.222% | 16.1078 | 241.6167 | 521.3833
10141103 | PMT | TRANSFORMADOR | PTS0076 | TRANSFORMADOR MARCA: PTS0076 | Conhane |  | Chokwe | Gaza |  |  |  | 50 | 33 | 0.4 | 3 | 2003 |  |  | 643 | 45 | 452.9578 | 190.0422 | 190042.2222 |  | 31 | 32.15 | 32150 | 610.85 | 2.222% | 13.5744 | 203.6167 | 439.3833
10141103 | PMT | TRANSFORMADOR | PTS0077 | TRANSFORMADOR MARCA: PTS0077 | Conhane |  | Chokwe | Gaza |  |  |  | 100 | 33 | 0.4 | 3 | 2003 |  |  | 763 | 45 | 537.4911 | 225.5089 | 225508.8889 |  | 31 | 38.15 | 38150 | 724.85 | 2.222% | 16.1078 | 241.6167 | 521.3833
10141103 | PMT | TRANSFORMADOR | PTS0078 | TRANSFORMADOR MARCA: PTS0078 | Nhachicoluane |  | Chokwe | Gaza |  |  |  | 50 | 33 | 0.4 | 3 | 2003 |  |  | 643 | 45 | 452.9578 | 190.0422 | 190042.2222 |  | 31 | 32.15 | 32150 | 610.85 | 2.222% | 13.5744 | 203.6167 | 439.3833
10141103 | PMT | TRANSFORMADOR | PTS0079 | TRANSFORMADOR MARCA: PTS0079 | Cotsuane |  | Chokwe | Gaza |  |  |  | 25 | 33 | 0.4 | 3 | 2003 |  |  | 643 | 45 | 452.9578 | 190.0422 | 190042.2222 |  | 31 | 32.15 | 32150 | 610.85 | 2.222% | 13.5744 | 203.6167 | 439.3833
10141103 | PMT | TRANSFORMADOR | PTS0080 | TRANSFORMADOR MARCA: PTS0080 | Chiaquelane |  | Chokwe | Gaza |  |  |  | 50 | 33 | 0.4 | 3 | 2003 |  |  | 643 | 45 | 452.9578 | 190.0422 | 190042.2222 |  | 31 | 32.15 | 32150 | 610.85 | 2.222% | 13.5744 | 203.6167 | 439.3833
10141103 | PMT | TRANSFORMADOR | PTS0081 | TRANSFORMADOR MARCA: PTS0081 | Chiaquelane |  | Chokwe | Gaza |  |  |  | 160 | 33 | 0.4 | 3 | 2003 |  |  | 991 | 45 | 698.1044 | 292.8956 | 292895.5556 |  | 31 | 49.55 | 49550 | 941.45 | 2.222% | 20.9211 | 313.8167 | 677.1833
10141103 | PMT | TRANSFORMADOR | PTS0082 | TRANSFORMADOR MARCA: PTS0082 | Chiaquelane |  | Chokwe | Gaza |  |  |  | 160 | 33 | 0.4 | 3 | 2003 |  |  | 991 | 45 | 698.1044 | 292.8956 | 292895.5556 |  | 31 | 49.55 | 49550 | 941.45 | 2.222% | 20.9211 | 313.8167 | 677.1833
10141103 | PMT | TRANSFORMADOR | PTS0083 | TRANSFORMADOR MARCA: PTS0083 | Chiaquelane |  | Chokwe | Gaza |  |  |  | 160 | 33 | 0.4 | 3 | 2003 |  |  | 991 | 45 | 698.1044 | 292.8956 | 292895.5556 |  | 31 | 49.55 | 49550 | 941.45 | 2.222% | 20.9211 | 313.8167 | 677.1833
10141103 | PMT | TRANSFORMADOR | PTS0084 | TRANSFORMADOR MARCA: PTS0084 | Chiaquelane |  | Chokwe | Gaza |  |  |  | 160 | 33 | 0.4 | 3 | 2003 |  |  | 991 | 45 | 698.1044 | 292.8956 | 292895.5556 |  | 31 | 49.55 | 49550 | 941.45 | 2.222% | 20.9211 | 313.8167 | 677.1833
10141103 | PMT | TRANSFORMADOR | PTS0085 | TRANSFORMADOR MARCA: PTS0085 | Chiaquelane |  | Chokwe | Gaza |  |  |  | 50 | 33 | 0.4 | 3 | 2003 |  |  | 643 | 45 | 452.9578 | 190.0422 | 190042.2222 |  | 31 | 32.15 | 32150 | 610.85 | 2.222% | 13.5744 | 203.6167 | 439.3833
10141103 | PMT | TRANSFORMADOR | PTS0086 | TRANSFORMADOR MARCA: PTS0086 | Chiaquelane |  | Chokwe | Gaza |  |  |  | 50 | 33 | 0.4 | 3 | 2003 |  |  | 643 | 45 | 452.9578 | 190.0422 | 190042.2222 |  | 31 | 32.15 | 32150 | 610.85 | 2.222% | 13.5744 | 203.6167 | 439.3833
10141103 | PMT | TRANSFORMADOR | PTS0087 | TRANSFORMADOR MARCA: PTS0087 | 25 de Setembro |  | Chokwe | Gaza |  |  |  | 200 | 33 | 0.4 | 3 | 2003 |  |  | 991 | 45 | 698.1044 | 292.8956 | 292895.5556 |  | 31 | 49.55 | 49550 | 941.45 | 2.222% | 20.9211 | 313.8167 | 677.1833
10141103 | PMT | TRANSFORMADOR | PTS0088 | TRANSFORMADOR MARCA: PTS0088 | 25 de Setembro |  | Chokwe | Gaza |  |  |  | 200 | 33 | 0.4 | 3 | 2003 |  |  | 991 | 45 | 698.1044 | 292.8956 | 292895.5556 |  | 31 | 49.55 | 49550 | 941.45 | 2.222% | 20.9211 | 313.8167 | 677.1833
10141103 | PMT | TRANSFORMADOR | PTS0089 | TRANSFORMADOR MARCA: PTS0089 | 25 de Setembro |  | Chokwe | Gaza |  |  |  | 100 | 33 | 0.4 | 3 | 2003 |  |  | 763 | 45 | 537.4911 | 225.5089 | 225508.8889 |  | 31 | 38.15 | 38150 | 724.85 | 2.222% | 16.1078 | 241.6167 | 521.3833
10141103 | PMT | TRANSFORMADOR | PTS0090 | TRANSFORMADOR MARCA: PTS0090 | Djodjo |  | Chokwe | Gaza |  |  |  | 100 | 33 | 0.4 | 3 | 2003 |  |  | 763 | 45 | 537.4911 | 225.5089 | 225508.8889 |  | 31 | 38.15 | 38150 | 724.85 | 2.222% | 16.1078 | 241.6167 | 521.3833
10141103 | PMT | TRANSFORMADOR | PTS0091 | TRANSFORMADOR MARCA: PTS0091 | Djodjo |  | Chokwe | Gaza |  |  |  | 100 | 33 | 0.4 | 3 | 2003 |  |  | 763 | 45 | 537.4911 | 225.5089 | 225508.8889 |  | 31 | 38.15 | 38150 | 724.85 | 2.222% | 16.1078 | 241.6167 | 521.3833
10141103 | PMT | TRANSFORMADOR | PTS0092 | TRANSFORMADOR MARCA: PTS0092 | Machinho |  | Chokwe | Gaza |  |  |  | 100 | 33 | 0.4 | 3 | 2003 |  |  | 763 | 45 | 537.4911 | 225.5089 | 225508.8889 |  | 31 | 38.15 | 38150 | 724.85 | 2.222% | 16.1078 | 241.6167 | 521.3833
10141103 | PMT | TRANSFORMADOR | PTS0093 | TRANSFORMADOR MARCA: PTS0093 | Machua |  | Chokwe | Gaza |  |  |  | 100 | 33 | 0.4 | 3 | 2003 |  |  | 763 | 45 | 537.4911 | 225.5089 | 225508.8889 |  | 31 | 38.15 | 38150 | 724.85 | 2.222% | 16.1078 | 241.6167 | 521.3833
10141103 | PMT | TRANSFORMADOR | PTS0094 | TRANSFORMADOR MARCA: PTS0094 | Machua |  | Chokwe | Gaza |  |  |  | 100 | 33 | 0.4 | 3 | 2003 |  |  | 763 | 45 | 537.4911 | 225.5089 | 225508.8889 |  | 31 | 38.15 | 38150 | 724.85 | 2.222% | 16.1078 | 241.6167 | 521.3833
10141103 | PMT | TRANSFORMADOR | PTS0001 | TRANSFORMADOR MARCA: PTS0001 | Tchaque |  | Massingir | Gaza |  | 32 34.597 | 24 10.337 | 50 | 33 | 0.4 | 3 | 2003 |  |  | 643 | 45 | 452.9578 | 190.0422 | 190042.2222 |  | 31 | 32.15 | 32150 | 610.85 | 2.222% | 13.5744 | 203.6167 | 439.3833
10141103 | PMT | TRANSFORMADOR | PTS0002 | TRANSFORMADOR MARCA: PTS0002 | Mucatine |  | Massingir | Gaza |  | 32 29.906 | 24 10.020 | 100 | 33 | 0.4 | 3 | 2003 |  |  | 763 | 45 | 537.4911 | 225.5089 | 225508.8889 |  | 31 | 38.15 | 38150 | 724.85 | 2.222% | 16.1078 | 241.6167 | 521.3833
10141103 | PMT | TRANSFORMADOR | PTS0003 | TRANSFORMADOR MARCA: PTS0003 | Banga |  | Massingir | Gaza |  | 32 17.987 | 24 00.028 | 50 | 33 | 0.4 | 3 | 2003 |  |  | 643 | 45 | 452.9578 | 190.0422 | 190042.2222 |  | 31 | 32.15 | 32150 | 610.85 | 2.222% | 13.5744 | 203.6167 | 439.3833
10141103 | PMT | TRANSFORMADOR | PTS0004 | TRANSFORMADOR MARCA: PTS0004 | Banga |  | Massingir | Gaza |  | 32 09.455 | 23 55.525 | 200 | 33 | 0.4 | 3 | 2003 |  |  | 991 | 45 | 698.1044 | 292.8956 | 292895.5556 |  | 31 | 49.55 | 49550 | 941.45 | 2.222% | 20.9211 | 313.8167 | 677.1833
10141103 | PMT | TRANSFORMADOR | PTS0005 | TRANSFORMADOR MARCA: PTS0005 | Tihovene |  | Massingir | Gaza |  | 32 10.831 | 23 56.314 | 100 | 33 | 0.4 | 3 | 2003 |  |  | 763 | 45 | 537.4911 | 225.5089 | 225508.8889 |  | 31 | 38.15 | 38150 | 724.85 | 2.222% | 16.1078 | 241.6167 | 521.3833
10141103 | PMT | TRANSFORMADOR | PTS0006 | TRANSFORMADOR MARCA: PTS0006 | Tihovene |  | Massingir | Gaza |  | 32 10.001 | 23 55.556 | 100 | 33 | 0.4 | 3 | 2003 |  |  | 763 | 45 | 537.4911 | 225.5089 | 225508.8889 |  | 31 | 38.15 | 38150 | 724.85 | 2.222% | 16.1078 | 241.6167 | 521.3833
10141103 | PMT | TRANSFORMADOR | PTS0007 | TRANSFORMADOR MARCA: PTS0007 | Tihovene |  | Massingir | Gaza |  | 32 09.724 | 23 55.061 | 500 | 33 | 0.4 | 3 | 2003 |  |  | 1200 | 45 | 845.3333 | 354.6667 | 354666.6667 |  | 31 | 60 | 60000 | 1140 | 2.222% | 25.3333 | 380 | 820
10141103 | PMT | TRANSFORMADOR | PTS0008 | TRANSFORMADOR MARCA: PTS0008 | Tihovene |  | Massingir | Gaza |  | 32 28.061 | 24 05.799 | 100 | 33 | 0.4 | 3 | 2003 |  |  | 763 | 45 | 537.4911 | 225.5089 | 225508.8889 |  | 31 | 38.15 | 38150 | 724.85 | 2.222% | 16.1078 | 241.6167 | 521.3833
10141103 | PMT | TRANSFORMADOR | PTS0009 | TRANSFORMADOR MARCA: PTS0009 | Tihovene |  | Massingir | Gaza |  | 32 17.291 | 23 59.625 | 100 | 33 | 0.4 | 3 | 2003 |  |  | 763 | 45 | 537.4911 | 225.5089 | 225508.8889 |  | 31 | 38.15 | 38150 | 724.85 | 2.222% | 16.1078 | 241.6167 | 521.3833
10141103 | PMT | TRANSFORMADOR | PTS0010 | TRANSFORMADOR MARCA: PTS0010 | Massingir Velho |  | Massingir | Gaza |  | 32 22.381 | 23 59.361 | 50 | 33 | 0.4 | 3 | 2003 |  |  | 643 | 45 | 452.9578 | 190.0422 | 190042.2222 |  | 31 | 32.15 | 32150 | 610.85 | 2.222% | 13.5744 | 203.6167 | 439.3833
10141103 | PMT | TRANSFORMADOR | PTS0011 | TRANSFORMADOR MARCA: PTS0011 | Chitar |  | Massingir | Gaza |  | 32 10.551 | 23 55.674 | 50 | 33 | 0.4 | 3 | 2003 |  |  | 643 | 45 | 452.9578 | 190.0422 | 190042.2222 |  | 31 | 32.15 | 32150 | 610.85 | 2.222% | 13.5744 | 203.6167 | 439.3833
10141103 | PMT | TRANSFORMADOR | PTS0012 | TRANSFORMADOR MARCA: PTS0012 | Zulu |  | Massingir | Gaza |  | 32 25.987 | 24 01.862 | 16 | 33 | 0.4 | 3 | 2003 |  |  | 643 | 45 | 452.9578 | 190.0422 | 190042.2222 |  | 31 | 32.15 | 32150 | 610.85 | 2.222% | 13.5744 | 203.6167 | 439.3833
10141103 | PMT | TRANSFORMADOR | PTS0001 | TRANSFORMADOR MARCA: PTS0001 | Vila de Mabalane |  | Mabalane | Gaza |  | 32 37.533 | 23 51.122 | 200 | 33 | 0.4 | 3 | 2003 |  |  | 991 | 45 | 698.1044 | 292.8956 | 292895.5556 |  | 31 | 49.55 | 49550 | 941.45 | 2.222% | 20.9211 | 313.8167 | 677.1833
10141103 | PMT | TRANSFORMADOR | PTS0002 | TRANSFORMADOR MARCA: PTS0002 | Vila de Mabalane |  | Mabalane | Gaza |  | 32 37.641 | 23 51.329 | 200 | 33 | 0.4 | 3 | 2003 |  |  | 991 | 45 | 698.1044 | 292.8956 | 292895.5556 |  | 31 | 49.55 | 49550 | 941.45 | 2.222% | 20.9211 | 313.8167 | 677.1833
10141103 | PMT | TRANSFORMADOR | PTS0003 | TRANSFORMADOR MARCA: PTS0003 | Vila de Mabalane |  | Mabalane | Gaza |  | 32 37.743 | 23 50.867 | 50 | 33 | 0.4 | 3 | 2003 |  |  | 643 | 45 | 452.9578 | 190.0422 | 190042.2222 |  | 31 | 32.15 | 32150 | 610.85 | 2.222% | 13.5744 | 203.6167 | 439.3833
10141103 | PMT | TRANSFORMADOR | PTS0004 | TRANSFORMADOR MARCA: PTS0004 | Vila de Mabalane |  | Mabalane | Gaza |  | 32 37.203 | 23 50.734 | 100 | 33 | 0.4 | 3 | 2003 |  |  | 763 | 45 | 537.4911 | 225.5089 | 225508.8889 |  | 31 | 38.15 | 38150 | 724.85 | 2.222% | 16.1078 | 241.6167 | 521.3833
10141103 | PMT | TRANSFORMADOR | PTS0001 | TRANSFORMADOR MARCA: PTS0001 | Vila de Ndindiza |  | Chigubo | Gaza |  |  |  | 160 | 33 | 0.4 | 3 | 2003 |  |  | 991 | 45 | 698.1044 | 292.8956 | 292895.5556 |  | 31 | 49.55 | 49550 | 941.45 | 2.222% | 20.9211 | 313.8167 | 677.1833
10141103 | PMT | TRANSFORMADOR | PTS0002 | TRANSFORMADOR MARCA: PTS0002 | Vila de Ndindiza |  | Chigubo | Gaza |  |  |  | 50 | 33 | 0.4 | 3 | 2003 |  |  | 643 | 45 | 452.9578 | 190.0422 | 190042.2222 |  | 31 | 32.15 | 32150 | 610.85 | 2.222% | 13.5744 | 203.6167 | 439.3833
10141103 | PMT | TRANSFORMADOR | PTS0001 | TRANSFORMADOR MARCA: PTS0001 | Vila de Xilembene |  | Chokwe | Gaza |  | 33 15.005 | 24 41.348 | 250 | 33 | 0.4 | 3 | 2003 |  |  | 991 | 45 | 698.1044 | 292.8956 | 292895.5556 |  | 31 | 49.55 | 49550 | 941.45 | 2.222% | 20.9211 | 313.8167 | 677.1833
10141103 | PMT | TRANSFORMADOR | PTS0002 | TRANSFORMADOR MARCA: PTS0002 | Vila de Xilembene |  | Chokwe | Gaza |  | 33 15.436 | 24 41.405 | 250 | 33 | 0.4 | 3 | 2003 |  |  | 991 | 45 | 698.1044 | 292.8956 | 292895.5556 |  | 31 | 49.55 | 49550 | 941.45 | 2.222% | 20.9211 | 313.8167 | 677.1833
10141103 | PMT | TRANSFORMADOR | PTS0003 | TRANSFORMADOR MARCA: PTS0003 | Vila de Xilembene |  | Chokwe | Gaza |  | 33 15.856 | 24 41.485 | 250 | 33 | 0.4 | 3 | 2003 |  |  | 991 | 45 | 698.1044 | 292.8956 | 292895.5556 |  | 31 | 49.55 | 49550 | 941.45 | 2.222% | 20.9211 | 313.8167 | 677.1833
10141103 | PMT | TRANSFORMADOR | PTS0004 | TRANSFORMADOR MARCA: PTS0004 | Vila de Xilembene |  | Chokwe | Gaza |  | 33 19.227 | 24 40.463 | 100 | 33 | 0.4 | 3 | 2003 |  |  | 763 | 45 | 537.4911 | 225.5089 | 225508.8889 |  | 31 | 38.15 | 38150 | 724.85 | 2.222% | 16.1078 | 241.6167 | 521.3833
10141103 | PMT | TRANSFORMADOR | PTS0005 | TRANSFORMADOR MARCA: PTS0005 | Hokwe |  | Chokwe | Gaza |  | 33 23.485 | 24 43.674 | 100 | 33 | 0.4 | 3 | 2003 |  |  | 763 | 45 | 537.4911 | 225.5089 | 225508.8889 |  | 31 | 38.15 | 38150 | 724.85 | 2.222% | 16.1078 | 241.6167 | 521.3833
10141103 | PMT | TRANSFORMADOR | PTS0006 | TRANSFORMADOR MARCA: PTS0006 | Hokwe |  | Chokwe | Gaza |  | 33 22.686 | 24 43.078 | 250 | 33 | 0.4 | 3 | 2003 |  |  | 991 | 45 | 698.1044 | 292.8956 | 292895.5556 |  | 31 | 49.55 | 49550 | 941.45 | 2.222% | 20.9211 | 313.8167 | 677.1833
10141103 | PMT | TRANSFORMADOR | PTS0007 | TRANSFORMADOR MARCA: PTS0007 | Hokwe |  | Chokwe | Gaza |  | 33 14.112 | 24 45.261 | 160 | 33 | 0.4 | 3 | 2003 |  |  | 991 | 45 | 698.1044 | 292.8956 | 292895.5556 |  | 31 | 49.55 | 49550 | 941.45 | 2.222% | 20.9211 | 313.8167 | 677.1833
10141103 | PMT | TRANSFORMADOR | PTS0008 | TRANSFORMADOR MARCA: PTS0008 | Hokwe |  | Chokwe | Gaza |  | 33 14.113 | 24 45.261 | 100 | 33 | 0.4 | 3 | 2003 |  |  | 763 | 45 | 537.4911 | 225.5089 | 225508.8889 |  | 31 | 38.15 | 38150 | 724.85 | 2.222% | 16.1078 | 241.6167 | 521.3833
10141103 | PMT | TRANSFORMADOR | PTS0009 | TRANSFORMADOR MARCA: PTS0009 | Hokwe |  | Chokwe | Gaza |  | 33 14.825 | 24 45.210 | 250 | 33 | 0.4 | 3 | 2003 |  |  | 991 | 45 | 698.1044 | 292.8956 | 292895.5556 |  | 31 | 49.55 | 49550 | 941.45 | 2.222% | 20.9211 | 313.8167 | 677.1833
10141103 | PMT | TRANSFORMADOR | PTS0010 | TRANSFORMADOR MARCA: PTS0010 | Chiguidela |  | Chokwe | Gaza |  | 33 14.794 | 24 45.052 | 50 | 33 | 0.4 | 3 | 2003 |  |  | 643 | 45 | 452.9578 | 190.0422 | 190042.2222 |  | 31 | 32.15 | 32150 | 610.85 | 2.222% | 13.5744 | 203.6167 | 439.3833
10141103 | PMT | TRANSFORMADOR | PTS0011 | TRANSFORMADOR MARCA: PTS0011 | Chalucuane |  | Chokwe | Gaza |  |  |  | 200 | 33 | 0.4 | 3 | 2003 |  |  | 991 | 45 | 698.1044 | 292.8956 | 292895.5556 |  | 31 | 49.55 | 49550 | 941.45 | 2.222% | 20.9211 | 313.8167 | 677.1833
10141103 | PMT | TRANSFORMADOR | PTS0012 | TRANSFORMADOR MARCA: PTS0012 | Muianga |  | Chokwe | Gaza |  | 33 15.045 | 24 45.073 | 50 | 33 | 0.4 | 3 | 2003 |  |  | 643 | 45 | 452.9578 | 190.0422 | 190042.2222 |  | 31 | 32.15 | 32150 | 610.85 | 2.222% | 13.5744 | 203.6167 | 439.3833
10141103 | PMT | TRANSFORMADOR | PTS0013 | TRANSFORMADOR MARCA: PTS0013 | Machazine |  | Chokwe | Gaza |  | 33 15.364 | 24 45.305 | 100 | 33 | 0.4 | 3 | 2003 |  |  | 763 | 45 | 537.4911 | 225.5089 | 225508.8889 |  | 31 | 38.15 | 38150 | 724.85 | 2.222% | 16.1078 | 241.6167 | 521.3833
10141103 | PMT | TRANSFORMADOR | PTS0014 | TRANSFORMADOR MARCA: PTS0014 | Matsolo |  | Chokwe | Gaza |  | 33 13.309 | 24 43.557 | 50 | 33 | 0.4 | 3 | 2003 |  |  | 643 | 45 | 452.9578 | 190.0422 | 190042.2222 |  | 31 | 32.15 | 32150 | 610.85 | 2.222% | 13.5744 | 203.6167 | 439.3833
10141103 | PMT | TRANSFORMADOR | PTS0015 | TRANSFORMADOR MARCA: PTS0015 | Matsolo |  | Chokwe | Gaza |  | 33 10.956 | 24 42.465 | 50 | 33 | 0.4 | 3 | 2003 |  |  | 643 | 45 | 452.9578 | 190.0422 | 190042.2222 |  | 31 | 32.15 | 32150 | 610.85 | 2.222% | 13.5744 | 203.6167 | 439.3833
10141103 | PMT | TRANSFORMADOR | PTS0016 | TRANSFORMADOR MARCA: PTS0016 | Matsolo |  | Chokwe | Gaza |  | 33 11.038 | 24 43.552 | 50 | 33 | 0.4 | 3 | 2003 |  |  | 643 | 45 | 452.9578 | 190.0422 | 190042.2222 |  | 31 | 32.15 | 32150 | 610.85 | 2.222% | 13.5744 | 203.6167 | 439.3833
10141103 | PMT | TRANSFORMADOR | PTS0017 | TRANSFORMADOR MARCA: PTS0017 | Matsolo |  | Chokwe | Gaza |  | 33 11.297 | 24 43.170 | 50 | 33 | 0.4 | 3 | 2003 |  |  | 643 | 45 | 452.9578 | 190.0422 | 190042.2222 |  | 31 | 32.15 | 32150 | 610.85 | 2.222% | 13.5744 | 203.6167 | 439.3833
10141103 | PMT | TRANSFORMADOR | PTS0018 | TRANSFORMADOR MARCA: PTS0018 | Matsolo |  | Chokwe | Gaza |  | 33 10.534 | 24 41.559 | 100 | 33 | 0.4 | 3 | 2003 |  |  | 763 | 45 | 537.4911 | 225.5089 | 225508.8889 |  | 31 | 38.15 | 38150 | 724.85 | 2.222% | 16.1078 | 241.6167 | 521.3833
10141103 | PMT | TRANSFORMADOR | PTS0019 | TRANSFORMADOR MARCA: PTS0019 | Matsolo |  | Chokwe | Gaza |  | 33 10.001 | 24 41.456 | 50 | 33 | 0.4 | 3 | 2003 |  |  | 643 | 45 | 452.9578 | 190.0422 | 190042.2222 |  | 31 | 32.15 | 32150 | 610.85 | 2.222% | 13.5744 | 203.6167 | 439.3833
10141103 | PMT | TRANSFORMADOR | PTS0020 | TRANSFORMADOR MARCA: PTS0020 | Inchovane |  | Chokwe | Gaza |  | 33 10.494 | 24 41.153 | 100 | 33 | 0.4 | 3 | 2003 |  |  | 763 | 45 | 537.4911 | 225.5089 | 225508.8889 |  | 31 | 38.15 | 38150 | 724.85 | 2.222% | 16.1078 | 241.6167 | 521.3833
10141103 | PMT | TRANSFORMADOR | PTS0021 | TRANSFORMADOR MARCA: PTS0021 | Macunene |  | Chokwe | Gaza |  | 33 10.607 | 24 38.361 | 100 | 33 | 0.4 | 3 | 2003 |  |  | 763 | 45 | 537.4911 | 225.5089 | 225508.8889 |  | 31 | 38.15 | 38150 | 724.85 | 2.222% | 16.1078 | 241.6167 | 521.3833
10141103 | PMT | TRANSFORMADOR | PTS0022 | TRANSFORMADOR MARCA: PTS0022 |  |  | Chokwe | Gaza |  | 33 14.611 | 24 41.534 | 160 | 33 | 0.4 | 3 | 2003 |  |  | 991 | 45 | 698.1044 | 292.8956 | 292895.5556 |  | 31 | 49.55 | 49550 | 941.45 | 2.222% | 20.9211 | 313.8167 | 677.1833
10141103 | PMT | TRANSFORMADOR | PTS0023 | TRANSFORMADOR MARCA: PTS0023 |  |  | Chokwe | Gaza |  | 33 17.904 | 24 44.437 | 50 | 33 | 0.4 | 3 | 2003 |  |  | 643 | 45 | 452.9578 | 190.0422 | 190042.2222 |  | 31 | 32.15 | 32150 | 610.85 | 2.222% | 13.5744 | 203.6167 | 439.3833
10141103 | PMT | TRANSFORMADOR | PTS0001 | TRANSFORMADOR MARCA: PTS0001 | Bairro Cimento |  | Bilene | Gaza |  | 33 06.257 | 25 01.708 | 160 | 33 | 0.4 | 3 | 2003 |  |  | 991 | 45 | 698.1044 | 292.8956 | 292895.5556 |  | 31 | 49.55 | 49550 | 941.45 | 2.222% | 20.9211 | 313.8167 | 677.1833
10141103 | PMT | TRANSFORMADOR | PTS0002 | TRANSFORMADOR MARCA: PTS0002 | Bairro Cimento |  | Bilene | Gaza |  | 33 07.235 | 24 52.082 | 250 | 33 | 0.4 | 3 | 2003 |  |  | 991 | 45 | 698.1044 | 292.8956 | 292895.5556 |  | 31 | 49.55 | 49550 | 941.45 | 2.222% | 20.9211 | 313.8167 | 677.1833
10141103 | PMT | TRANSFORMADOR | PTS0003 | TRANSFORMADOR MARCA: PTS0003 | Bairro Cimento |  | Bilene | Gaza |  | 33 07.043 | 25 01.406 | 160 | 33 | 0.4 | 3 | 2003 |  |  | 991 | 45 | 698.1044 | 292.8956 | 292895.5556 |  | 31 | 49.55 | 49550 | 941.45 | 2.222% | 20.9211 | 313.8167 | 677.1833
10141103 | PMT | TRANSFORMADOR | PTS0004 | TRANSFORMADOR MARCA: PTS0004 | B5 Samora Machel |  | Bilene | Gaza |  | 33 06.753 | 25 01.383 | 200 | 33 | 0.4 | 3 | 2003 |  |  | 991 | 45 | 698.1044 | 292.8956 | 292895.5556 |  | 31 | 49.55 | 49550 | 941.45 | 2.222% | 20.9211 | 313.8167 | 677.1833
10141103 | PMT | TRANSFORMADOR | PTS0005 | TRANSFORMADOR MARCA: PTS0005 | Bairro Cimento |  | Bilene | Gaza |  | 33 06.062 | 25 01.553 | 250 | 33 | 0.4 | 3 | 2003 |  |  | 991 | 45 | 698.1044 | 292.8956 | 292895.5556 |  | 31 | 49.55 | 49550 | 941.45 | 2.222% | 20.9211 | 313.8167 | 677.1833
10141103 | PMT | TRANSFORMADOR | PTS0006 | TRANSFORMADOR MARCA: PTS0006 | Bairro Tate |  | Bilene | Gaza |  | 33 12.880 | 24 57.866 | 50 | 33 | 0.4 | 3 | 2003 |  |  | 643 | 45 | 452.9578 | 190.0422 | 190042.2222 |  | 31 | 32.15 | 32150 | 610.85 | 2.222% | 13.5744 | 203.6167 | 439.3833
10141103 | PMT | TRANSFORMADOR | PTS0007 | TRANSFORMADOR MARCA: PTS0007 | Bairro Cimento |  | Bilene | Gaza |  | 33 17.482 | 24 57.038 | 100 | 33 | 0.4 | 3 | 2003 |  |  | 763 | 45 | 537.4911 | 225.5089 | 225508.8889 |  | 31 | 38.15 | 38150 | 724.85 | 2.222% | 16.1078 | 241.6167 | 521.3833
10141103 | PMT | TRANSFORMADOR | PTS0008 | TRANSFORMADOR MARCA: PTS0008 | Bairro Incaia |  | Bilene | Gaza |  | 33 11.899 | 24 56.374 | 32 | 33 | 0.4 | 3 | 2003 |  |  | 643 | 45 | 452.9578 | 190.0422 | 190042.2222 |  | 31 | 32.15 | 32150 | 610.85 | 2.222% | 13.5744 | 203.6167 | 439.3833
10141103 | PMT | TRANSFORMADOR | PTS0009 | TRANSFORMADOR MARCA: PTS0009 | Bairro Chimondzo |  | Bilene | Gaza |  | 33 16.248 | 24 57.023 | 32 | 33 | 0.4 | 3 | 2003 |  |  | 643 | 45 | 452.9578 | 190.0422 | 190042.2222 |  | 31 | 32.15 | 32150 | 610.85 | 2.222% | 13.5744 | 203.6167 | 439.3833
10141103 | PMT | TRANSFORMADOR | PTS0010 | TRANSFORMADOR MARCA: PTS0010 | Bairro Maberuane |  | Bilene | Gaza |  | 33 08.156 | 25 00.842 | 100 | 33 | 0.4 | 3 | 2003 |  |  | 763 | 45 | 537.4911 | 225.5089 | 225508.8889 |  | 31 | 38.15 | 38150 | 724.85 | 2.222% | 16.1078 | 241.6167 | 521.3833
10141103 | PMT | TRANSFORMADOR | PTS0011 | TRANSFORMADOR MARCA: PTS0011 | Bairro Davo-davo |  | Bilene | Gaza |  | 33 07.235 | 24 52.082 | 100 | 33 | 0.4 | 3 | 2003 |  |  | 763 | 45 | 537.4911 | 225.5089 | 225508.8889 |  | 31 | 38.15 | 38150 | 724.85 | 2.222% | 16.1078 | 241.6167 | 521.3833
10141103 | PMT | TRANSFORMADOR | PTS0012 | TRANSFORMADOR MARCA: PTS0012 | Bairro 5 |  | Bilene | Gaza |  | 33 06.313 | 25 00.762 | 100 | 33 | 0.4 | 3 | 2003 |  |  | 763 | 45 | 537.4911 | 225.5089 | 225508.8889 |  | 31 | 38.15 | 38150 | 724.85 | 2.222% | 16.1078 | 241.6167 | 521.3833
10141103 | PMT | TRANSFORMADOR | PTS0013 | TRANSFORMADOR MARCA: PTS0013 | Bairro Mazivila |  | Bilene | Gaza |  | 33 06.348 | 24 59.950 | 50 | 33 | 0.4 | 3 | 2003 |  |  | 643 | 45 | 452.9578 | 190.0422 | 190042.2222 |  | 31 | 32.15 | 32150 | 610.85 | 2.222% | 13.5744 | 203.6167 | 439.3833
10141103 | PMT | TRANSFORMADOR | PTS0014 | TRANSFORMADOR MARCA: PTS0014 | Bairro 4 Regulo |  | Bilene | Gaza |  | 33 04.474 | 25 02.403 | 160 | 33 | 0.4 | 3 | 2003 |  |  | 991 | 45 | 698.1044 | 292.8956 | 292895.5556 |  | 31 | 49.55 | 49550 | 941.45 | 2.222% | 20.9211 | 313.8167 | 677.1833
10141103 | PMT | TRANSFORMADOR | PTS0015 | TRANSFORMADOR MARCA: PTS0015 | Bairro Menguelene |  | Bilene | Gaza |  | 33 00.902 | 25 03.497 | 100 | 33 | 0.4 | 3 | 2003 |  |  | 763 | 45 | 537.4911 | 225.5089 | 225508.8889 |  | 31 | 38.15 | 38150 | 724.85 | 2.222% | 16.1078 | 241.6167 | 521.3833
10141103 | PMT | TRANSFORMADOR | PTS0016 | TRANSFORMADOR MARCA: PTS0016 | 1o Bairro Macia |  | Bilene | Gaza |  | 33 06.245 | 25 02.269 | 250 | 33 | 0.4 | 3 | 2003 |  |  | 991 | 45 | 698.1044 | 292.8956 | 292895.5556 |  | 31 | 49.55 | 49550 | 941.45 | 2.222% | 20.9211 | 313.8167 | 677.1833
10141103 | PMT | TRANSFORMADOR | PTS0017 | TRANSFORMADOR MARCA: PTS0017 | Bairro 3 Magul |  | Bilene | Gaza |  | 33 07.278 | 25 02.640 | 50 | 33 | 0.4 | 3 | 2003 |  |  | 643 | 45 | 452.9578 | 190.0422 | 190042.2222 |  | 31 | 32.15 | 32150 | 610.85 | 2.222% | 13.5744 | 203.6167 | 439.3833
10141103 | PMT | TRANSFORMADOR | PTS0018 | TRANSFORMADOR MARCA: PTS0018 | Bairro 6 Macia |  | Bilene | Gaza |  | 33 06.355 | 25 03.350 | 160 | 33 | 0.4 | 3 | 2003 |  |  | 991 | 45 | 698.1044 | 292.8956 | 292895.5556 |  | 31 | 49.55 | 49550 | 941.45 | 2.222% | 20.9211 | 313.8167 | 677.1833
10141103 | PMT | TRANSFORMADOR | PTS0019 | TRANSFORMADOR MARCA: PTS0019 | Bairro Gombane |  | Bilene | Gaza |  | 33 07.879 | 25 02.029 | 32 | 33 | 0.4 | 3 | 2003 |  |  | 643 | 45 | 452.9578 | 190.0422 | 190042.2222 |  | 31 | 32.15 | 32150 | 610.85 | 2.222% | 13.5744 | 203.6167 | 439.3833
10141103 | PMT | TRANSFORMADOR | PTS0020 | TRANSFORMADOR MARCA: PTS0020 | Bairro Nwaxihissa |  | Bilene | Gaza |  | 32 56.279 | 25 03.877 | 50 | 33 | 0.4 | 3 | 2003 |  |  | 643 | 45 | 452.9578 | 190.0422 | 190042.2222 |  | 31 | 32.15 | 32150 | 610.85 | 2.222% | 13.5744 | 203.6167 | 439.3833
10141103 | PMT | TRANSFORMADOR | PTS0021 | TRANSFORMADOR MARCA: PTS0021 | Bairro incoluane |  | Bilene | Gaza |  | 32 59.245 | 25 00.129 | 50 | 33 | 0.4 | 3 | 2003 |  |  | 643 | 45 | 452.9578 | 190.0422 | 190042.2222 |  | 31 | 32.15 | 32150 | 610.85 | 2.222% | 13.5744 | 203.6167 | 439.3833
10141103 | PMT | TRANSFORMADOR | PTS0022 | TRANSFORMADOR MARCA: PTS0022 | Bairro Gombane |  | Bilene | Gaza |  | 33 05.927 | 25 01.166 | 160 | 33 | 0.4 | 3 | 2003 |  |  | 991 | 45 | 698.1044 | 292.8956 | 292895.5556 |  | 31 | 49.55 | 49550 | 941.45 | 2.222% | 20.9211 | 313.8167 | 677.1833
10141103 | PMT | TRANSFORMADOR | PTS0023 | TRANSFORMADOR MARCA: PTS0023 | Bairro 3 Messano |  | Bilene | Gaza |  | 33 05.168 | 25 02.150 | 250 | 33 | 0.4 | 3 | 2003 |  |  | 991 | 45 | 698.1044 | 292.8956 | 292895.5556 |  | 31 | 49.55 | 49550 | 941.45 | 2.222% | 20.9211 | 313.8167 | 677.1833
10141103 | PMT | TRANSFORMADOR | PTS0024 | TRANSFORMADOR MARCA: PTS0024 | Bairro 3 Macia |  | Bilene | Gaza |  | 32 58.866 | 24 59.211 | 50 | 33 | 0.4 | 3 | 2003 |  |  | 643 | 45 | 452.9578 | 190.0422 | 190042.2222 |  | 31 | 32.15 | 32150 | 610.85 | 2.222% | 13.5744 | 203.6167 | 439.3833
10141103 | PMT | TRANSFORMADOR | PTS0025 | TRANSFORMADOR MARCA: PTS0025 | Bairro 1 Joaquim Chissano |  | Bilene | Gaza |  | 33 05.497 | 25 01.502 | 160 | 33 | 0.4 | 3 | 2003 |  |  | 991 | 45 | 698.1044 | 292.8956 | 292895.5556 |  | 31 | 49.55 | 49550 | 941.45 | 2.222% | 20.9211 | 313.8167 | 677.1833
10141103 | PMT | TRANSFORMADOR | PTS0026 | TRANSFORMADOR MARCA: PTS0026 | Bairro1 Messano |  | Bilene | Gaza |  | 33 03.062 | 25 03.241 | 100 | 33 | 0.4 | 3 | 2003 |  |  | 763 | 45 | 537.4911 | 225.5089 | 225508.8889 |  | 31 | 38.15 | 38150 | 724.85 | 2.222% | 16.1078 | 241.6167 | 521.3833
10141103 | PMT | TRANSFORMADOR | PTS0027 | TRANSFORMADOR MARCA: PTS0027 | Bairro 2 Macia |  | Bilene | Gaza |  | 33 00.798 | 25 02.847 | 50 | 33 | 0.4 | 3 | 2003 |  |  | 643 | 45 | 452.9578 | 190.0422 | 190042.2222 |  | 31 | 32.15 | 32150 | 610.85 | 2.222% | 13.5744 | 203.6167 | 439.3833
10141103 | PMT | TRANSFORMADOR | PTS0028 | TRANSFORMADOR MARCA: PTS0028 | Bairro Manzir |  | Bilene | Gaza |  | 33 01.478 | 25 03.905 | 250 | 33 | 0.4 | 3 | 2003 |  |  | 991 | 45 | 698.1044 | 292.8956 | 292895.5556 |  | 31 | 49.55 | 49550 | 941.45 | 2.222% | 20.9211 | 313.8167 | 677.1833
10141103 | PMT | TRANSFORMADOR | PTS0029 | TRANSFORMADOR MARCA: PTS0029 | Bairro Chingoe |  | Bilene | Gaza |  | 33 03.324 | 25 02.882 | 30 | 33 | 0.4 | 3 | 2003 |  |  | 643 | 45 | 452.9578 | 190.0422 | 190042.2222 |  | 31 | 32.15 | 32150 | 610.85 | 2.222% | 13.5744 | 203.6167 | 439.3833
10141103 | PMT | TRANSFORMADOR | PTS0030 | TRANSFORMADOR MARCA: PTS0030 | Bairro 2 Magul |  | Bilene | Gaza |  | 33 05.676 | 25 00.900 | 160 | 33 | 0.4 | 3 | 2003 |  |  | 991 | 45 | 698.1044 | 292.8956 | 292895.5556 |  | 31 | 49.55 | 49550 | 941.45 | 2.222% | 20.9211 | 313.8167 | 677.1833
10141103 | PMT | TRANSFORMADOR | PTS0031 | TRANSFORMADOR MARCA: PTS0031 | Bairro Muchaby |  | Bilene | Gaza |  | 33 06.702 | 25 01.940 | 160 | 33 | 0.4 | 3 | 2003 |  |  | 991 | 45 | 698.1044 | 292.8956 | 292895.5556 |  | 31 | 49.55 | 49550 | 941.45 | 2.222% | 20.9211 | 313.8167 | 677.1833
10141103 | PMT | TRANSFORMADOR | PTS0032 | TRANSFORMADOR MARCA: PTS0032 | Bairro 3 Macia |  | Bilene | Gaza |  | 33 06.722 | 24 59.113 | 160 | 33 | 0.4 | 3 | 2003 |  |  | 991 | 45 | 698.1044 | 292.8956 | 292895.5556 |  | 31 | 49.55 | 49550 | 941.45 | 2.222% | 20.9211 | 313.8167 | 677.1833
10141103 | PMT | TRANSFORMADOR | PTS0033 | TRANSFORMADOR MARCA: PTS0033 | Bairro 5 Ndilhane |  | Bilene | Gaza |  | 33 07.283 | 25 01.171 | 160 | 33 | 0.4 | 3 | 2003 |  |  | 991 | 45 | 698.1044 | 292.8956 | 292895.5556 |  | 31 | 49.55 | 49550 | 941.45 | 2.222% | 20.9211 | 313.8167 | 677.1833
10141103 | PMT | TRANSFORMADOR | PTS0034 | TRANSFORMADOR MARCA: PTS0034 | Bairro Zimbene |  | Bilene | Gaza |  | 33 06.259 | 25 01.102 | 160 | 33 | 0.4 | 3 | 2003 |  |  | 991 | 45 | 698.1044 | 292.8956 | 292895.5556 |  | 31 | 49.55 | 49550 | 941.45 | 2.222% | 20.9211 | 313.8167 | 677.1833
10141103 | PMT | TRANSFORMADOR | PTS0035 | TRANSFORMADOR MARCA: PTS0035 | Bairro 5 Macia |  | Bilene | Gaza |  | 33 04.951 | 25 01.394 | 100 | 33 | 0.4 | 3 | 2003 |  |  | 763 | 45 | 537.4911 | 225.5089 | 225508.8889 |  | 31 | 38.15 | 38150 | 724.85 | 2.222% | 16.1078 | 241.6167 | 521.3833
10141103 | PMT | TRANSFORMADOR | PTS0036 | TRANSFORMADOR MARCA: PTS0036 | Bairro 4 Macia |  | Bilene | Gaza |  | 33 12.252 | 24 56.984 | 32 | 33 | 0.4 | 3 | 2003 |  |  | 643 | 45 | 452.9578 | 190.0422 | 190042.2222 |  | 31 | 32.15 | 32150 | 610.85 | 2.222% | 13.5744 | 203.6167 | 439.3833
10141103 | PMT | TRANSFORMADOR | PTS0037 | TRANSFORMADOR MARCA: PTS0037 | Bairro 2 Macia |  | Bilene | Gaza |  | 33 09.560 | 25 00.288 | 50 | 33 | 0.4 | 3 | 2003 |  |  | 643 | 45 | 452.9578 | 190.0422 | 190042.2222 |  | 31 | 32.15 | 32150 | 610.85 | 2.222% | 13.5744 | 203.6167 | 439.3833
10141103 | PMT | TRANSFORMADOR | PTS0038 | TRANSFORMADOR MARCA: PTS0038 | Bairro de Xigodoene |  | Bilene | Gaza |  | 33 18.465 | 24 57.027 | 32 | 33 | 0.4 | 3 | 2003 |  |  | 643 | 45 | 452.9578 | 190.0422 | 190042.2222 |  | 31 | 32.15 | 32150 | 610.85 | 2.222% | 13.5744 | 203.6167 | 439.3833
10141103 | PMT | TRANSFORMADOR | PTS0039 | TRANSFORMADOR MARCA: PTS0039 | Bairro de Nwapaco |  | Bilene | Gaza |  | 33 05.376 | 25 00.831 | 100 | 33 | 0.4 | 3 | 2003 |  |  | 763 | 45 | 537.4911 | 225.5089 | 225508.8889 |  | 31 | 38.15 | 38150 | 724.85 | 2.222% | 16.1078 | 241.6167 | 521.3833
10141103 | PMT | TRANSFORMADOR | PTS0040 | TRANSFORMADOR MARCA: PTS0040 | Bairro Chimonzo |  | Bilene | Gaza |  | 33 00.122 | 25 01.990 | 50 | 33 | 0.4 | 3 | 2003 |  |  | 643 | 45 | 452.9578 | 190.0422 | 190042.2222 |  | 31 | 32.15 | 32150 | 610.85 | 2.222% | 13.5744 | 203.6167 | 439.3833
10141103 | PMT | TRANSFORMADOR | PTS0041 | TRANSFORMADOR MARCA: PTS0041 | Bairro Bucuine |  | Bilene | Gaza |  | 33 06.903 | 24 58.444 | 50 | 33 | 0.4 | 3 | 2003 |  |  | 643 | 45 | 452.9578 | 190.0422 | 190042.2222 |  | 31 | 32.15 | 32150 | 610.85 | 2.222% | 13.5744 | 203.6167 | 439.3833
10141103 | PMT | TRANSFORMADOR | PTS0042 | TRANSFORMADOR MARCA: PTS0042 | Bairro Botira |  | Bilene | Gaza |  | 33 07.154 | 24 53.538 | 160 | 33 | 0.4 | 3 | 2003 |  |  | 991 | 45 | 698.1044 | 292.8956 | 292895.5556 |  | 31 | 49.55 | 49550 | 941.45 | 2.222% | 20.9211 | 313.8167 | 677.1833
10141103 | PMT | TRANSFORMADOR | PTS0043 | TRANSFORMADOR MARCA: PTS0043 | Zimbene |  | Bilene | Gaza |  | 33 07.315 | 24 56.655 | 160 | 33 | 0.4 | 3 | 2003 |  |  | 991 | 45 | 698.1044 | 292.8956 | 292895.5556 |  | 31 | 49.55 | 49550 | 941.45 | 2.222% | 20.9211 | 313.8167 | 677.1833
10141103 | PMT | TRANSFORMADOR | PTS0001 | TRANSFORMADOR MARCA: PTS0001 | Bairro Cimento |  | Bilene | Gaza |  | 33 15.097 | 25 16.584 | 250 | 11 | 0.4 | 3 | 2003 |  |  | 840 | 45 | 591.7333 | 248.2667 | 248266.6667 |  | 31 | 42 | 42000 | 798 | 2.222% | 17.7333 | 266 | 574
10141103 | PMT | TRANSFORMADOR | PTS0002 | TRANSFORMADOR MARCA: PTS0002 | Bairro Cimento |  | Bilene | Gaza |  | 33 15.118 | 25 17.044 | 250 | 11 | 0.4 | 3 | 2003 |  |  | 840 | 45 | 591.7333 | 248.2667 | 248266.6667 |  | 31 | 42 | 42000 | 798 | 2.222% | 17.7333 | 266 | 574
10141103 | PMT | TRANSFORMADOR | PTS0003 | TRANSFORMADOR MARCA: PTS0003 | Bairro Cimento |  | Bilene | Gaza |  | 33 14.778 | 25 17.264 | 250 | 11 | 0.4 | 3 | 2003 |  |  | 840 | 45 | 591.7333 | 248.2667 | 248266.6667 |  | 31 | 42 | 42000 | 798 | 2.222% | 17.7333 | 266 | 574
10141103 | PMT | TRANSFORMADOR | PTS0004 | TRANSFORMADOR MARCA: PTS0004 | Bairro Mahungo |  | Bilene | Gaza |  | 33 15.563 | 25 16.564 | 315 | 11 | 0.4 | 3 | 2003 |  |  | 840 | 45 | 591.7333 | 248.2667 | 248266.6667 |  | 31 | 42 | 42000 | 798 | 2.222% | 17.7333 | 266 | 574
10141103 | PMT | TRANSFORMADOR | PTS0005 | TRANSFORMADOR MARCA: PTS0005 | Bairro Cimento |  | Bilene | Gaza |  | 33 15.358 | 25 17.046 | 200 | 11 | 0.4 | 3 | 2003 |  |  | 572 | 45 | 402.9422 | 169.0578 | 169057.7778 |  | 31 | 28.6 | 28600 | 543.4 | 2.222% | 12.0756 | 181.1333 | 390.8667
10141103 | PMT | TRANSFORMADOR | PTS0006 | TRANSFORMADOR MARCA: PTS0006 | Bairro Cimento |  | Bilene | Gaza |  | 33 14.781 | 25 16.852 | 315 | 11 | 0.4 | 3 | 2003 |  |  | 840 | 45 | 591.7333 | 248.2667 | 248266.6667 |  | 31 | 42 | 42000 | 798 | 2.222% | 17.7333 | 266 | 574
10141103 | PMT | TRANSFORMADOR | PTS0007 | TRANSFORMADOR MARCA: PTS0007 | Bairro Nhiuane |  | Bilene | Gaza |  | 33 14.142 | 25 17.233 | 250 | 11 | 0.4 | 3 | 2003 |  |  | 840 | 45 | 591.7333 | 248.2667 | 248266.6667 |  | 31 | 42 | 42000 | 798 | 2.222% | 17.7333 | 266 | 574
10141103 | PMT | TRANSFORMADOR | PTS0008 | TRANSFORMADOR MARCA: PTS0008 | Bairro Nhiuane |  | Bilene | Gaza |  | 33 14.334 | 25 17.068 | 315 | 11 | 0.4 | 3 | 2003 |  |  | 840 | 45 | 591.7333 | 248.2667 | 248266.6667 |  | 31 | 42 | 42000 | 798 | 2.222% | 17.7333 | 266 | 574
10141103 | PMT | TRANSFORMADOR | PTS0009 | TRANSFORMADOR MARCA: PTS0009 | Bairro Chinhabanine |  | Bilene | Gaza |  | 33 14.816 | 25 16.254 | 250 | 11 | 0.4 | 3 | 2003 |  |  | 840 | 45 | 591.7333 | 248.2667 | 248266.6667 |  | 31 | 42 | 42000 | 798 | 2.222% | 17.7333 | 266 | 574
10141103 | PMT | TRANSFORMADOR | PTS0010 | TRANSFORMADOR MARCA: PTS0010 | Bairro Nhiuane |  | Bilene | Gaza |  | 33 13.847 | 25 17.492 | 50 | 11 | 0.4 | 3 | 2003 |  |  | 381 | 45 | 268.3933 | 112.6067 | 112606.6667 |  | 31 | 19.05 | 19050 | 361.95 | 2.222% | 8.0433 | 120.65 | 260.35
10141103 | PMT | TRANSFORMADOR | PTS0011 | TRANSFORMADOR MARCA: PTS0011 | Bairro Mahungo |  | Bilene | Gaza |  | 33 16.017 | 25 16.445 | 100 | 11 | 0.4 | 3 | 2003 |  |  | 445 | 45 | 313.4778 | 131.5222 | 131522.2222 |  | 31 | 22.25 | 22250 | 422.75 | 2.222% | 9.3944 | 140.9167 | 304.0833
10141103 | PMT | TRANSFORMADOR | PTS0012 | TRANSFORMADOR MARCA: PTS0012 | Bairro Mahungo |  | Bilene | Gaza |  | 33 16.933 | 25 15.962 | 250 | 11 | 0.4 | 3 | 2003 |  |  | 840 | 45 | 591.7333 | 248.2667 | 248266.6667 |  | 31 | 42 | 42000 | 798 | 2.222% | 17.7333 | 266 | 574
10141103 | PMT | TRANSFORMADOR | PTS0013 | TRANSFORMADOR MARCA: PTS0013 | Bairro Chinhabanine |  | Bilene | Gaza |  | 33 14.477 | 25 16.488 | 250 | 11 | 0.4 | 3 | 2003 |  |  | 840 | 45 | 591.7333 | 248.2667 | 248266.6667 |  | 31 | 42 | 42000 | 798 | 2.222% | 17.7333 | 266 | 574
10141103 | PMT | TRANSFORMADOR | PTS0014 | TRANSFORMADOR MARCA: PTS0014 | Tsatsene |  | Bilene | Gaza |  | 33 13.377 | 25 17.432 | 315 | 11 | 0.4 | 3 | 2003 |  |  | 840 | 45 | 591.7333 | 248.2667 | 248266.6667 |  | 31 | 42 | 42000 | 798 | 2.222% | 17.7333 | 266 | 574
10141103 | PMT | TRANSFORMADOR | PTS0015 | TRANSFORMADOR MARCA: PTS0015 | Nhabanga |  | Bilene | Gaza |  | 33 20.669 | 25 14.855 | 125 | 33 | 0.4 | 3 | 2003 |  |  | 763 | 45 | 537.4911 | 225.5089 | 225508.8889 |  | 31 | 38.15 | 38150 | 724.85 | 2.222% | 16.1078 | 241.6167 | 521.3833
10141103 | PMT | TRANSFORMADOR | PTS0016 | TRANSFORMADOR MARCA: PTS0016 | Mahelane |  | Bilene | Gaza |  | 33 16.874 | 25 17.343 | 32 | 33 | 0.4 | 3 | 2003 |  |  | 643 | 45 | 452.9578 | 190.0422 | 190042.2222 |  | 31 | 32.15 | 32150 | 610.85 | 2.222% | 13.5744 | 203.6167 | 439.3833
10141103 | PMT | TRANSFORMADOR | PTS0017 | TRANSFORMADOR MARCA: PTS0017 | Mahelane |  | Bilene | Gaza |  | 33 17.471 | 25 16.889 | 32 | 33 | 0.4 | 3 | 2003 |  |  | 643 | 45 | 452.9578 | 190.0422 | 190042.2222 |  | 31 | 32.15 | 32150 | 610.85 | 2.222% | 13.5744 | 203.6167 | 439.3833
10141103 | PMT | TRANSFORMADOR | PTS0018 | TRANSFORMADOR MARCA: PTS0018 | Chiacho |  | Bilene | Gaza |  | 33 13.209 | 25 12.108 | 32 | 33 | 0.4 | 3 | 2003 |  |  | 643 | 45 | 452.9578 | 190.0422 | 190042.2222 |  | 31 | 32.15 | 32150 | 610.85 | 2.222% | 13.5744 | 203.6167 | 439.3833
10141103 | PMT | TRANSFORMADOR | PTS0019 | TRANSFORMADOR MARCA: PTS0019 | Chiacho |  | Bilene | Gaza |  | 33 13.341 | 25 12.244 | 32 | 33 | 0.4 | 3 | 2003 |  |  | 643 | 45 | 452.9578 | 190.0422 | 190042.2222 |  | 31 | 32.15 | 32150 | 610.85 | 2.222% | 13.5744 | 203.6167 | 439.3833
10141103 | PMT | TRANSFORMADOR | PTS0020 | TRANSFORMADOR MARCA: PTS0020 | Chilengue |  | Bilene | Gaza |  | 33 13.681 | 25 13.192 | 32 | 33 | 0.4 | 3 | 2003 |  |  | 643 | 45 | 452.9578 | 190.0422 | 190042.2222 |  | 31 | 32.15 | 32150 | 610.85 | 2.222% | 13.5744 | 203.6167 | 439.3833
10141103 | PMT | TRANSFORMADOR | PTS0021 | TRANSFORMADOR MARCA: PTS0021 | Chilengue |  | Bilene | Gaza |  | 33 13.782 | 25 13.456 | 32 | 33 | 0.4 | 3 | 2003 |  |  | 643 | 45 | 452.9578 | 190.0422 | 190042.2222 |  | 31 | 32.15 | 32150 | 610.85 | 2.222% | 13.5744 | 203.6167 | 439.3833
10141103 | PMT | TRANSFORMADOR | PTS0022 | TRANSFORMADOR MARCA: PTS0022 | Chilengue |  | Bilene | Gaza |  | 33 13.851 | 25 13.735 | 32 | 33 | 0.4 | 3 | 2003 |  |  | 643 | 45 | 452.9578 | 190.0422 | 190042.2222 |  | 31 | 32.15 | 32150 | 610.85 | 2.222% | 13.5744 | 203.6167 | 439.3833
10141103 | PMT | TRANSFORMADOR | PTS0023 | TRANSFORMADOR MARCA: PTS0023 | Chilengue |  | Bilene | Gaza |  | 33 13.967 | 25 14.101 | 32 | 33 | 0.4 | 3 | 2003 |  |  | 643 | 45 | 452.9578 | 190.0422 | 190042.2222 |  | 31 | 32.15 | 32150 | 610.85 | 2.222% | 13.5744 | 203.6167 | 439.3833
10141103 | PMT | TRANSFORMADOR | PTS0024 | TRANSFORMADOR MARCA: PTS0024 | Chilengue |  | Bilene | Gaza |  | 33 13.963 | 25 14.180 | 32 | 33 | 0.4 | 3 | 2003 |  |  | 643 | 45 | 452.9578 | 190.0422 | 190042.2222 |  | 31 | 32.15 | 32150 | 610.85 | 2.222% | 13.5744 | 203.6167 | 439.3833
10141103 | PMT | TRANSFORMADOR | PTS0025 | TRANSFORMADOR MARCA: PTS0025 | Chilengue |  | Bilene | Gaza |  | 33 14.206 | 25 14.491 | 25 | 33 | 0.4 | 3 | 2003 |  |  | 643 | 45 | 452.9578 | 190.0422 | 190042.2222 |  | 31 | 32.15 | 32150 | 610.85 | 2.222% | 13.5744 | 203.6167 | 439.3833
10141103 | PMT | TRANSFORMADOR | PTS0026 | TRANSFORMADOR MARCA: PTS0026 | Chilengue |  | Bilene | Gaza |  | 33 14.157 | 25 14.686 | 32 | 33 | 0.4 | 3 | 2003 |  |  | 643 | 45 | 452.9578 | 190.0422 | 190042.2222 |  | 31 | 32.15 | 32150 | 610.85 | 2.222% | 13.5744 | 203.6167 | 439.3833
10141103 | PMT | TRANSFORMADOR | PTS0027 | TRANSFORMADOR MARCA: PTS0027 | Bairro Nhiuane |  | Bilene | Gaza |  | 33 14.291 | 25 16.500 | 32 | 11 | 0.4 | 3 | 2003 |  |  | 381 | 45 | 268.3933 | 112.6067 | 112606.6667 |  | 31 | 19.05 | 19050 | 361.95 | 2.222% | 8.0433 | 120.65 | 260.35
10141103 | PMT | TRANSFORMADOR | PTS0028 | TRANSFORMADOR MARCA: PTS0028 | Bairro Nhiuane |  | Bilene | Gaza |  | 33 14.344 | 25 16.796 | 32 | 11 | 0.4 | 3 | 2003 |  |  | 381 | 45 | 268.3933 | 112.6067 | 112606.6667 |  | 31 | 19.05 | 19050 | 361.95 | 2.222% | 8.0433 | 120.65 | 260.35
10141103 | PMT | TRANSFORMADOR | PTS0029 | TRANSFORMADOR MARCA: PTS0029 | Tsoveca |  | Bilene | Gaza |  | 33 17.309 | 25 15.385 | 32 | 33 | 0.4 | 3 | 2003 |  |  | 643 | 45 | 452.9578 | 190.0422 | 190042.2222 |  | 31 | 32.15 | 32150 | 610.85 | 2.222% | 13.5744 | 203.6167 | 439.3833
10141103 | PMT | TRANSFORMADOR | PTS0030 | TRANSFORMADOR MARCA: PTS0030 | Tsoveca |  | Bilene | Gaza |  | 33 17.848 | 25 15.537 | 32 | 33 | 0.4 | 3 | 2003 |  |  | 643 | 45 | 452.9578 | 190.0422 | 190042.2222 |  | 31 | 32.15 | 32150 | 610.85 | 2.222% | 13.5744 | 203.6167 | 439.3833
10141103 | PMT | TRANSFORMADOR | PTS0031 | TRANSFORMADOR MARCA: PTS0031 | Tsoveca |  | Bilene | Gaza |  | 33 17.569 | 25 15.542 | 160 | 33 | 0.4 | 3 | 2003 |  |  | 991 | 45 | 698.1044 | 292.8956 | 292895.5556 |  | 31 | 49.55 | 49550 | 941.45 | 2.222% | 20.9211 | 313.8167 | 677.1833
10141103 | PMT | TRANSFORMADOR | PTS0032 | TRANSFORMADOR MARCA: PTS0032 | Nhabanga |  | Bilene | Gaza |  | 33 19.890 | 25 15.711 | 200 | 33 | 0.4 | 3 | 2003 |  |  | 991 | 45 | 698.1044 | 292.8956 | 292895.5556 |  | 31 | 49.55 | 49550 | 941.45 | 2.222% | 20.9211 | 313.8167 | 677.1833
10141103 | PMT | TRANSFORMADOR | PTS0033 | TRANSFORMADOR MARCA: PTS0033 | Mahungo |  | Bilene | Gaza |  | 33 15.444 | 25 16.099 | 315 | 11 | 0.4 | 3 | 2003 |  |  | 840 | 45 | 591.7333 | 248.2667 | 248266.6667 |  | 31 | 42 | 42000 | 798 | 2.222% | 17.7333 | 266 | 574
10141103 | PMT | TRANSFORMADOR | PTS0034 | TRANSFORMADOR MARCA: PTS0034 | Bairro Nhiuane |  | Bilene | Gaza |  | 33 14.309 | 25 17.352 | 250 | 11 | 0.4 | 3 | 2003 |  |  | 840 | 45 | 591.7333 | 248.2667 | 248266.6667 |  | 31 | 42 | 42000 | 798 | 2.222% | 17.7333 | 266 | 574
10141103 | PMT | TRANSFORMADOR | PTS0035 | TRANSFORMADOR MARCA: PTS0035 | Nhabanga |  | Bilene | Gaza |  | 33 19.223 | 25 16.143 | 50 | 33 | 0.4 | 3 | 2003 |  |  | 643 | 45 | 452.9578 | 190.0422 | 190042.2222 |  | 31 | 32.15 | 32150 | 610.85 | 2.222% | 13.5744 | 203.6167 | 439.3833
10141103 | PMT | TRANSFORMADOR | PTS0036 | TRANSFORMADOR MARCA: PTS0036 | Nhabanga |  | Bilene | Gaza |  | 33 18.661 | 25 11.331 | 160 | 33 | 0.4 | 3 | 2003 |  |  | 991 | 45 | 698.1044 | 292.8956 | 292895.5556 |  | 31 | 49.55 | 49550 | 941.45 | 2.222% | 20.9211 | 313.8167 | 677.1833
10141103 | PMT | TRANSFORMADOR | PTS0037 | TRANSFORMADOR MARCA: PTS0037 | Mahungo |  | Bilene | Gaza |  | 33 15.457 | 25 16.777 | 250 | 11 | 0.4 | 3 | 2003 |  |  | 840 | 45 | 591.7333 | 248.2667 | 248266.6667 |  | 31 | 42 | 42000 | 798 | 2.222% | 17.7333 | 266 | 574
10141103 | PMT | TRANSFORMADOR | PTS0038 | TRANSFORMADOR MARCA: PTS0038 | Chipuanine |  | Bilene | Gaza |  | 33 13.975 | 25 16.208 | 250 | 11 | 0.4 | 3 | 2003 |  |  | 840 | 45 | 591.7333 | 248.2667 | 248266.6667 |  | 31 | 42 | 42000 | 798 | 2.222% | 17.7333 | 266 | 574
10141103 | PMT | TRANSFORMADOR | PTS0039 | TRANSFORMADOR MARCA: PTS0039 | Mahungo |  | Bilene | Gaza |  | 33 16.914 | 25 16.159 | 100 | 11 | 0.4 | 3 | 2003 |  |  | 445 | 45 | 313.4778 | 131.5222 | 131522.2222 |  | 31 | 22.25 | 22250 | 422.75 | 2.222% | 9.3944 | 140.9167 | 304.0833
10141103 | PMT | TRANSFORMADOR | PTS0040 | TRANSFORMADOR MARCA: PTS0040 | Mahungo |  | Bilene | Gaza |  | 33 15.889 | 25 16.209 | 50 | 11 | 0.4 | 3 | 2003 |  |  | 381 | 45 | 268.3933 | 112.6067 | 112606.6667 |  | 31 | 19.05 | 19050 | 361.95 | 2.222% | 8.0433 | 120.65 | 260.35
10141103 | PMT | TRANSFORMADOR | PTS0041 | TRANSFORMADOR MARCA: PTS0041 | Mahungo |  | Bilene | Gaza |  | 33 16.081 | 25 15.588 | 200 | 11 | 0.4 | 3 | 2003 |  |  | 572 | 45 | 402.9422 | 169.0578 | 169057.7778 |  | 31 | 28.6 | 28600 | 543.4 | 2.222% | 12.0756 | 181.1333 | 390.8667
10141103 | PMT | TRANSFORMADOR | PTS0042 | TRANSFORMADOR MARCA: PTS0042 | Tsatsene |  | Bilene | Gaza |  | 33 12.865 | 25 17.975 | 200 | 11 | 0.4 | 3 | 2003 |  |  | 572 | 45 | 402.9422 | 169.0578 | 169057.7778 |  | 31 | 28.6 | 28600 | 543.4 | 2.222% | 12.0756 | 181.1333 | 390.8667
10141103 | PMT | TRANSFORMADOR | PTS0043 | TRANSFORMADOR MARCA: PTS0043 | Mahungo |  | Bilene | Gaza |  | 33 16.354 | 25 16.147 | 200 | 11 | 0.4 | 3 | 2003 |  |  | 572 | 45 | 402.9422 | 169.0578 | 169057.7778 |  | 31 | 28.6 | 28600 | 543.4 | 2.222% | 12.0756 | 181.1333 | 390.8667
10141103 | PMT | TRANSFORMADOR | PTS0044 | TRANSFORMADOR MARCA: PTS0044 | Tsatsene |  | Bilene | Gaza |  | 33 13.836 | 25 17.089 | 200 | 11 | 0.4 | 3 | 2003 |  |  | 572 | 45 | 402.9422 | 169.0578 | 169057.7778 |  | 31 | 28.6 | 28600 | 543.4 | 2.222% | 12.0756 | 181.1333 | 390.8667
10141103 | PMT | TRANSFORMADOR | PTS0045 | TRANSFORMADOR MARCA: PTS0045 | Bairro Cimento |  | Bilene | Gaza |  | 33 15.144 | 25 16.991 | 200 | 11 | 0.4 | 3 | 2003 |  |  | 572 | 45 | 402.9422 | 169.0578 | 169057.7778 |  | 31 | 28.6 | 28600 | 543.4 | 2.222% | 12.0756 | 181.1333 | 390.8667
10141103 | PMT | TRANSFORMADOR | PTS0046 | TRANSFORMADOR MARCA: PTS0046 | Chinhambanine |  | Bilene | Gaza |  | 33 14.508 | 25 16.312 | 200 | 11 | 0.4 | 3 | 2003 |  |  | 572 | 45 | 402.9422 | 169.0578 | 169057.7778 |  | 31 | 28.6 | 28600 | 543.4 | 2.222% | 12.0756 | 181.1333 | 390.8667
10141103 | PMT | TRANSFORMADOR | PTS0047 | TRANSFORMADOR MARCA: PTS0047 | Tsoveca |  | Bilene | Gaza |  | 33 18.180 | 25 15.094 | 200 | 33 | 0.4 | 3 | 2003 |  |  | 991 | 45 | 698.1044 | 292.8956 | 292895.5556 |  | 31 | 49.55 | 49550 | 941.45 | 2.222% | 20.9211 | 313.8167 | 677.1833
10141103 | PMT | TRANSFORMADOR | PTS0048 | TRANSFORMADOR MARCA: PTS0048 | Tsatsene |  | Bilene | Gaza |  | 33 13.491 | 25 16.717 | 250 | 11 | 0.4 | 3 | 2003 |  |  | 840 | 45 | 591.7333 | 248.2667 | 248266.6667 |  | 31 | 42 | 42000 | 798 | 2.222% | 17.7333 | 266 | 574
10141103 | PMT | TRANSFORMADOR | PTS0049 | TRANSFORMADOR MARCA: PTS0049 | Tsatsene |  | Bilene | Gaza |  | 33 13.222 | 25 17.079 | 250 | 11 | 0.4 | 3 | 2003 |  |  | 840 | 45 | 591.7333 | 248.2667 | 248266.6667 |  | 31 | 42 | 42000 | 798 | 2.222% | 17.7333 | 266 | 574
10141103 | PMT | TRANSFORMADOR | PTS0050 | TRANSFORMADOR MARCA: PTS0050 | Nhiuane |  | Bilene | Gaza |  | 33 14.081 | 25 16.822 | 200 | 11 | 0.4 | 3 | 2003 |  |  | 572 | 45 | 402.9422 | 169.0578 | 169057.7778 |  | 31 | 28.6 | 28600 | 543.4 | 2.222% | 12.0756 | 181.1333 | 390.8667
10141103 | PMT | TRANSFORMADOR | PTS0051 | TRANSFORMADOR MARCA: PTS0051 | Nhiuane |  | Bilene | Gaza |  | 33 13.843 | 25 16.784 | 250 | 11 | 0.4 | 3 | 2003 |  |  | 840 | 45 | 591.7333 | 248.2667 | 248266.6667 |  | 31 | 42 | 42000 | 798 | 2.222% | 17.7333 | 266 | 574
10141103 | PMT | TRANSFORMADOR | PTS0052 | TRANSFORMADOR MARCA: PTS0052 | Nhiuane |  | Bilene | Gaza |  | 33 14.023 | 25 16.559 | 200 | 11 | 0.4 | 3 | 2003 |  |  | 572 | 45 | 402.9422 | 169.0578 | 169057.7778 |  | 31 | 28.6 | 28600 | 543.4 | 2.222% | 12.0756 | 181.1333 | 390.8667
10141103 | PMT | TRANSFORMADOR | PTS0053 | TRANSFORMADOR MARCA: PTS0053 | Chipuanine |  | Bilene | Gaza |  | 33 15.102 | 25 16.655 | 250 | 11 | 0.4 | 3 | 2003 |  |  | 840 | 45 | 591.7333 | 248.2667 | 248266.6667 |  | 31 | 42 | 42000 | 798 | 2.222% | 17.7333 | 266 | 574
10141103 | PMT | TRANSFORMADOR | PTS0054 | TRANSFORMADOR MARCA: PTS0054 | Chipuanine |  | Bilene | Gaza |  | 33 13.876 | 25 15.777 | 200 | 11 | 0.4 | 3 | 2003 |  |  | 572 | 45 | 402.9422 | 169.0578 | 169057.7778 |  | 31 | 28.6 | 28600 | 543.4 | 2.222% | 12.0756 | 181.1333 | 390.8667
10141103 | PMT | TRANSFORMADOR | PTS0055 | TRANSFORMADOR MARCA: PTS0055 | Nhabanga |  | Bilene | Gaza |  | 33 13.524 | 25 16.192 | 100 | 33 | 0.4 | 3 | 2003 |  |  | 763 | 45 | 537.4911 | 225.5089 | 225508.8889 |  | 31 | 38.15 | 38150 | 724.85 | 2.222% | 16.1078 | 241.6167 | 521.3833
10141103 | PMT | TRANSFORMADOR | PTS0056 | TRANSFORMADOR MARCA: PTS0056 | Chinhambanine |  | Bilene | Gaza |  | 33 14.700 | 25 16.079 | 50 | 11 | 0.4 | 3 | 2003 |  |  | 381 | 45 | 268.3933 | 112.6067 | 112606.6667 |  | 31 | 19.05 | 19050 | 361.95 | 2.222% | 8.0433 | 120.65 | 260.35
10141103 | PMT | TRANSFORMADOR | PTS0057 | TRANSFORMADOR MARCA: PTS0057 | Bairro Cimento |  | Bilene | Gaza |  | 33 14.946 | 25 16.917 | 160 | 11 | 0.4 | 3 | 2003 |  |  | 572 | 45 | 402.9422 | 169.0578 | 169057.7778 |  | 31 | 28.6 | 28600 | 543.4 | 2.222% | 12.0756 | 181.1333 | 390.8667
10141103 | PMT | TRANSFORMADOR | PTS0058 | TRANSFORMADOR MARCA: PTS0058 | Mahungo |  | Bilene | Gaza |  | 33 15.728 | 25 16.607 | 50 | 11 | 0.4 | 3 | 2003 |  |  | 381 | 45 | 268.3933 | 112.6067 | 112606.6667 |  | 31 | 19.05 | 19050 | 361.95 | 2.222% | 8.0433 | 120.65 | 260.35
10141103 | PMT | TRANSFORMADOR | PTS0059 | TRANSFORMADOR MARCA: PTS0059 | Mahungo |  | Bilene | Gaza |  | 33 15.700 | 25 16.153 | 160 | 11 | 0.4 | 3 | 2003 |  |  | 572 | 45 | 402.9422 | 169.0578 | 169057.7778 |  | 31 | 28.6 | 28600 | 543.4 | 2.222% | 12.0756 | 181.1333 | 390.8667
10141103 | PMT | TRANSFORMADOR | PTS0060 | TRANSFORMADOR MARCA: PTS0060 | Mahungo |  | Bilene | Gaza |  | 33 16.578 | 25 15.648 | 160 | 11 | 0.4 | 3 | 2003 |  |  | 572 | 45 | 402.9422 | 169.0578 | 169057.7778 |  | 31 | 28.6 | 28600 | 543.4 | 2.222% | 12.0756 | 181.1333 | 390.8667
10141103 | PMT | TRANSFORMADOR | PTS0061 | TRANSFORMADOR MARCA: PTS0061 | Tsoveca |  | Bilene | Gaza |  | 33 17.976 | 25 15.487 | 200 | 33 | 0.4 | 3 | 2003 |  |  | 991 | 45 | 698.1044 | 292.8956 | 292895.5556 |  | 31 | 49.55 | 49550 | 941.45 | 2.222% | 20.9211 | 313.8167 | 677.1833
10141103 | PMT | TRANSFORMADOR | PTS0062 | TRANSFORMADOR MARCA: PTS0062 | Tsoveca |  | Bilene | Gaza |  | 33 19.234 | 25 14.630 | 200 | 33 | 0.4 | 3 | 2003 |  |  | 991 | 45 | 698.1044 | 292.8956 | 292895.5556 |  | 31 | 49.55 | 49550 | 941.45 | 2.222% | 20.9211 | 313.8167 | 677.1833
10141103 | PMT | TRANSFORMADOR | PTS0063 | TRANSFORMADOR MARCA: PTS0063 | Nhabanga |  | Bilene | Gaza |  | 33 21.142 | 25 14.567 | 200 | 33 | 0.4 | 3 | 2003 |  |  | 991 | 45 | 698.1044 | 292.8956 | 292895.5556 |  | 31 | 49.55 | 49550 | 941.45 | 2.222% | 20.9211 | 313.8167 | 677.1833
10141103 | PMT | TRANSFORMADOR | PTS0064 | TRANSFORMADOR MARCA: PTS0064 | Bairro Cimento |  | Bilene | Gaza |  | 33 14.461 | 25 17.338 | 100 | 11 | 0.4 | 3 | 2003 |  |  | 445 | 45 | 313.4778 | 131.5222 | 131522.2222 |  | 31 | 22.25 | 22250 | 422.75 | 2.222% | 9.3944 | 140.9167 | 304.0833
10141103 | PMT | TRANSFORMADOR | PTS0065 | TRANSFORMADOR MARCA: PTS0065 | Nhangono |  | Bilene | Gaza |  | 33 12.369 | 25 18.000 | 50 | 11 | 0.4 | 3 | 2003 |  |  | 381 | 45 | 268.3933 | 112.6067 | 112606.6667 |  | 31 | 19.05 | 19050 | 361.95 | 2.222% | 8.0433 | 120.65 | 260.35
10141103 | PMT | TRANSFORMADOR | PTS0066 | TRANSFORMADOR MARCA: PTS0066 | Chirringane |  | Bilene | Gaza |  | 33 12.054 | 25 10.403 | 160 | 33 | 0.4 | 3 | 2003 |  |  | 991 | 45 | 698.1044 | 292.8956 | 292895.5556 |  | 31 | 49.55 | 49550 | 941.45 | 2.222% | 20.9211 | 313.8167 | 677.1833
10141103 | PMT | TRANSFORMADOR | PTS0001 | TRANSFORMADOR MARCA: PTS0001 | Brº Eduardo Mondlhane |  | Manhiça | Gaza |  | 32 47.374 | 25 02.775 | 500 | 33 | 0.4 | 3 | 2003 |  |  | 1200 | 45 | 845.3333 | 354.6667 | 354666.6667 |  | 31 | 60 | 60000 | 1140 | 2.222% | 25.3333 | 380 | 820
10141103 | PMT | TRANSFORMADOR | PTS0002 | TRANSFORMADOR MARCA: PTS0002 | Brº Linha Férrea |  | Manhiça | Gaza |  | 32 46.495 | 25 03.356 | 250 | 33 | 0.4 | 3 | 2003 |  |  | 991 | 45 | 698.1044 | 292.8956 | 292895.5556 |  | 31 | 49.55 | 49550 | 941.45 | 2.222% | 20.9211 | 313.8167 | 677.1833
10141103 | PMT | TRANSFORMADOR | PTS0003 | TRANSFORMADOR MARCA: PTS0003 | Brº Novo Chibanza |  | Manhiça | Gaza |  | 32 46.518 | 25 03.556 | 100 | 33 | 0.4 | 3 | 2003 |  |  | 763 | 45 | 537.4911 | 225.5089 | 225508.8889 |  | 31 | 38.15 | 38150 | 724.85 | 2.222% | 16.1078 | 241.6167 | 521.3833
10141103 | PMT | TRANSFORMADOR | PTS0004 | TRANSFORMADOR MARCA: PTS0004 | Brº Massevene B |  | Manhiça | Gaza |  | 32 47.075 | 25 03.250 | 200 | 33 | 0.4 | 3 | 2003 |  |  | 991 | 45 | 698.1044 | 292.8956 | 292895.5556 |  | 31 | 49.55 | 49550 | 941.45 | 2.222% | 20.9211 | 313.8167 | 677.1833
10141103 | PMT | TRANSFORMADOR | PTS0005 | TRANSFORMADOR MARCA: PTS0005 | Brº Linha Férrea |  | Manhiça | Gaza |  | 32 46.870 | 25 03.051 | 315 | 33 | 0.4 | 3 | 2003 |  |  | 1039 | 45 | 731.9178 | 307.0822 | 307082.2222 |  | 31 | 51.95 | 51950 | 987.05 | 2.222% | 21.9344 | 329.0167 | 709.9833
10141103 | PMT | TRANSFORMADOR | PTS0006 | TRANSFORMADOR MARCA: PTS0006 | Brº Massevene B |  | Manhiça | Gaza |  | 32 47.075 | 25 03.250 | 250 | 33 | 0.4 | 3 | 2003 |  |  | 991 | 45 | 698.1044 | 292.8956 | 292895.5556 |  | 31 | 49.55 | 49550 | 941.45 | 2.222% | 20.9211 | 313.8167 | 677.1833
10141103 | PMT | TRANSFORMADOR | PTS0007 | TRANSFORMADOR MARCA: PTS0007 | Brº 1 Xinavane |  | Manhiça | Gaza |  | 32 50.217 | 25 04.704 | 250 | 33 | 0.4 | 3 | 2003 |  |  | 991 | 45 | 698.1044 | 292.8956 | 292895.5556 |  | 31 | 49.55 | 49550 | 941.45 | 2.222% | 20.9211 | 313.8167 | 677.1833
10141103 | PMT | TRANSFORMADOR | PTS0008 | TRANSFORMADOR MARCA: PTS0008 | Bairro 1-ilha |  | Manhiça | Gaza |  | 32 55.385 | 25 05.610 | 100 | 33 | 0.4 | 3 | 2003 |  |  | 763 | 45 | 537.4911 | 225.5089 | 225508.8889 |  | 31 | 38.15 | 38150 | 724.85 | 2.222% | 16.1078 | 241.6167 | 521.3833
10141103 | PMT | TRANSFORMADOR | PTS0009 | TRANSFORMADOR MARCA: PTS0009 | Bairro 1, 3 de fevereiro |  | Manhiça | Gaza |  | 32 48.313 | 25 09.656 | 160 | 33 | 0.4 | 3 | 2003 |  |  | 991 | 45 | 698.1044 | 292.8956 | 292895.5556 |  | 31 | 49.55 | 49550 | 941.45 | 2.222% | 20.9211 | 313.8167 | 677.1833
10141103 | PMT | TRANSFORMADOR | PTS0010 | TRANSFORMADOR MARCA: PTS0010 | Brº 3 Xinavane |  | Manhiça | Gaza |  | 32 50.747 | 25 03.765 | 160 | 33 | 0.4 | 3 | 2003 |  |  | 991 | 45 | 698.1044 | 292.8956 | 292895.5556 |  | 31 | 49.55 | 49550 | 941.45 | 2.222% | 20.9211 | 313.8167 | 677.1833
10141103 | PMT | TRANSFORMADOR | PTS0011 | TRANSFORMADOR MARCA: PTS0011 | Taninga-Brº 4 |  | Manhiça | Gaza |  | 32 50.880 | 25 10.852 | 50 | 33 | 0.4 | 3 | 2003 |  |  | 643 | 45 | 452.9578 | 190.0422 | 190042.2222 |  | 31 | 32.15 | 32150 | 610.85 | 2.222% | 13.5744 | 203.6167 | 439.3833
10141103 | PMT | TRANSFORMADOR | PTS0012 | TRANSFORMADOR MARCA: PTS0012 | Brº Filipe S Magaia |  | Manhiça | Gaza |  | 32 50.902 | 25 00.948 | 100 | 33 | 0.4 | 3 | 2003 |  |  | 763 | 45 | 537.4911 | 225.5089 | 225508.8889 |  | 31 | 38.15 | 38150 | 724.85 | 2.222% | 16.1078 | 241.6167 | 521.3833
10141103 | PMT | TRANSFORMADOR | PTS0013 | TRANSFORMADOR MARCA: PTS0013 | Mavunja Brº 1 |  | Manhiça | Gaza |  | 32 47.065 | 25 02.432 | 32 | 33 | 0.4 | 3 | 2003 |  |  | 643 | 45 | 452.9578 | 190.0422 | 190042.2222 |  | 31 | 32.15 | 32150 | 610.85 | 2.222% | 13.5744 | 203.6167 | 439.3833
10141103 | PMT | TRANSFORMADOR | PTS0014 | TRANSFORMADOR MARCA: PTS0014 | Milalene Brº 5 |  | Manhiça | Gaza |  | 32 50.325 | 25 11.533 | 16 | 33 | 0.4 | 3 | 2003 |  |  | 643 | 45 | 452.9578 | 190.0422 | 190042.2222 |  | 31 | 32.15 | 32150 | 610.85 | 2.222% | 13.5744 | 203.6167 | 439.3833
10141103 | PMT | TRANSFORMADOR | PTS0015 | TRANSFORMADOR MARCA: PTS0015 | Milalene Brº 5 |  | Manhiça | Gaza |  | 32 50.880 | 25 10.852 | 50 | 33 | 0.4 | 3 | 2003 |  |  | 643 | 45 | 452.9578 | 190.0422 | 190042.2222 |  | 31 | 32.15 | 32150 | 610.85 | 2.222% | 13.5744 | 203.6167 | 439.3833
10141103 | PMT | TRANSFORMADOR | PTS0016 | TRANSFORMADOR MARCA: PTS0016 | Taninga-Brº 4 |  | Manhiça | Gaza |  | 32 50.674 | 25 10.547 | 16 | 33 | 0.4 | 3 | 2003 |  |  | 643 | 45 | 452.9578 | 190.0422 | 190042.2222 |  | 31 | 32.15 | 32150 | 610.85 | 2.222% | 13.5744 | 203.6167 | 439.3833
10141103 | PMT | TRANSFORMADOR | PTS0017 | TRANSFORMADOR MARCA: PTS0017 | Brº Mulombe |  | Manhiça | Gaza |  | 32 45.918 | 25 03.557 | 50 | 33 | 0.4 | 3 | 2003 |  |  | 643 | 45 | 452.9578 | 190.0422 | 190042.2222 |  | 31 | 32.15 | 32150 | 610.85 | 2.222% | 13.5744 | 203.6167 | 439.3833
10141103 | PMT | TRANSFORMADOR | PTS0018 | TRANSFORMADOR MARCA: PTS0018 | Brº Mulombe |  | Manhiça | Gaza |  | 32 45.512 | 25 03.638 | 16 | 33 | 0.4 | 3 | 2003 |  |  | 643 | 45 | 452.9578 | 190.0422 | 190042.2222 |  | 31 | 32.15 | 32150 | 610.85 | 2.222% | 13.5744 | 203.6167 | 439.3833
10141103 | PMT | TRANSFORMADOR | PTS0019 | TRANSFORMADOR MARCA: PTS0019 | Bairro Buna |  | Manhiça | Gaza |  | 32 54.247 | 25 06.188 | 32 | 33 | 0.4 | 3 | 2003 |  |  | 643 | 45 | 452.9578 | 190.0422 | 190042.2222 |  | 31 | 32.15 | 32150 | 610.85 | 2.222% | 13.5744 | 203.6167 | 439.3833
10141103 | PMT | TRANSFORMADOR | PTS0020 | TRANSFORMADOR MARCA: PTS0020 | 25 de Setembro Brº Mukulo |  | Manhiça | Gaza |  | 32 50.487 | 25 00.929 | 32 | 33 | 0.4 | 3 | 2003 |  |  | 643 | 45 | 452.9578 | 190.0422 | 190042.2222 |  | 31 | 32.15 | 32150 | 610.85 | 2.222% | 13.5744 | 203.6167 | 439.3833
10141103 | PMT | TRANSFORMADOR | PTS0021 | TRANSFORMADOR MARCA: PTS0021 | Brº Sambo |  | Manhiça | Gaza |  | 32 46.285 | 25 03.054 | 50 | 33 | 0.4 | 3 | 2003 |  |  | 643 | 45 | 452.9578 | 190.0422 | 190042.2222 |  | 31 | 32.15 | 32150 | 610.85 | 2.222% | 13.5744 | 203.6167 | 439.3833
10141103 | PMT | TRANSFORMADOR | PTS0022 | TRANSFORMADOR MARCA: PTS0022 | 25 de Setembro Brº Makone |  | Manhiça | Gaza |  | 32 49.777 | 25 12.117 | 100 | 33 | 0.4 | 3 | 2003 |  |  | 763 | 45 | 537.4911 | 225.5089 | 225508.8889 |  | 31 | 38.15 | 38150 | 724.85 | 2.222% | 16.1078 | 241.6167 | 521.3833
10141103 | PMT | TRANSFORMADOR | PTS0023 | TRANSFORMADOR MARCA: PTS0023 | 25 de Setembro Brº Makone |  | Manhiça | Gaza |  | 32 47.311 | 25 03.172 | 100 | 33 | 0.4 | 3 | 2003 |  |  | 763 | 45 | 537.4911 | 225.5089 | 225508.8889 |  | 31 | 38.15 | 38150 | 724.85 | 2.222% | 16.1078 | 241.6167 | 521.3833
10141103 | PMT | TRANSFORMADOR | PTS0024 | TRANSFORMADOR MARCA: PTS0024 | 6o Bairro taninga |  | Manhiça | Gaza |  | 32 50.674 | 25 10.547 | 160 | 33 | 0.4 | 3 | 2003 |  |  | 991 | 45 | 698.1044 | 292.8956 | 292895.5556 |  | 31 | 49.55 | 49550 | 941.45 | 2.222% | 20.9211 | 313.8167 | 677.1833
10141103 | PMT | TRANSFORMADOR | PTS0025 | TRANSFORMADOR MARCA: PTS0025 | 3 Fevereiro 7º Bairro |  | Manhiça | Gaza |  | 32 49.541 | 25 10.863 | 50 | 33 | 0.4 | 3 | 2003 |  |  | 643 | 45 | 452.9578 | 190.0422 | 190042.2222 |  | 31 | 32.15 | 32150 | 610.85 | 2.222% | 13.5744 | 203.6167 | 439.3833
10141103 | PMT | TRANSFORMADOR | PTS0001 | TRANSFORMADOR MARCA: PTS0001 | Bairro da Vila |  | Magude | Gaza |  | 32 39.088 | 25 01.499 | 250 | 33 | 0.4 | 3 | 2003 |  |  | 991 | 45 | 698.1044 | 292.8956 | 292895.5556 |  | 31 | 49.55 | 49550 | 941.45 | 2.222% | 20.9211 | 313.8167 | 677.1833
10141103 | PMT | TRANSFORMADOR | PTS0002 | TRANSFORMADOR MARCA: PTS0002 | Bairro da Vila |  | Magude | Gaza |  | 32 39.035 | 25 01.700 | 315 | 33 | 0.4 | 3 | 2003 |  |  | 1039 | 45 | 731.9178 | 307.0822 | 307082.2222 |  | 31 | 51.95 | 51950 | 987.05 | 2.222% | 21.9344 | 329.0167 | 709.9833
10141103 | PMT | TRANSFORMADOR | PTS0003 | TRANSFORMADOR MARCA: PTS0003 | Motaze |  | Magude | Gaza |  | 32 51.591 | 24 48.597 | 50 | 33 | 0.4 | 3 | 2003 |  |  | 643 | 45 | 452.9578 | 190.0422 | 190042.2222 |  | 31 | 32.15 | 32150 | 610.85 | 2.222% | 13.5744 | 203.6167 | 439.3833
10141103 | PMT | TRANSFORMADOR | PTS0004 | TRANSFORMADOR MARCA: PTS0004 | Bairro da Vila |  | Magude | Gaza |  | 32 38.307 | 25 01.583 | 160 | 33 | 0.4 | 3 | 2003 |  |  | 991 | 45 | 698.1044 | 292.8956 | 292895.5556 |  | 31 | 49.55 | 49550 | 941.45 | 2.222% | 20.9211 | 313.8167 | 677.1833
10141103 | PMT | TRANSFORMADOR | PTS0005 | TRANSFORMADOR MARCA: PTS0005 | Maguiguane |  | Magude | Gaza |  | 32 39.233 | 25 02.552 | 100 | 33 | 0.4 | 3 | 2003 |  |  | 763 | 45 | 537.4911 | 225.5089 | 225508.8889 |  | 31 | 38.15 | 38150 | 724.85 | 2.222% | 16.1078 | 241.6167 | 521.3833
10141103 | PMT | TRANSFORMADOR | PTS0006 | TRANSFORMADOR MARCA: PTS0006 | Macupe- Cumba |  | Magude | Gaza |  | 32 36.807 | 25 00.974 | 100 | 33 | 0.4 | 3 | 2003 |  |  | 763 | 45 | 537.4911 | 225.5089 | 225508.8889 |  | 31 | 38.15 | 38150 | 724.85 | 2.222% | 16.1078 | 241.6167 | 521.3833
10141103 | PMT | TRANSFORMADOR | PTS0007 | TRANSFORMADOR MARCA: PTS0007 | Maguiguane |  | Magude | Gaza |  | 32 39.129 | 25 02.091 | 50 | 33 | 0.4 | 3 | 2003 |  |  | 643 | 45 | 452.9578 | 190.0422 | 190042.2222 |  | 31 | 32.15 | 32150 | 610.85 | 2.222% | 13.5744 | 203.6167 | 439.3833
10141103 | PMT | TRANSFORMADOR | PTS0008 | TRANSFORMADOR MARCA: PTS0008 | Motaze |  | Magude | Gaza |  | 32 51.510 | 24 48.021 | 50 | 33 | 0.4 | 3 | 2003 |  |  | 643 | 45 | 452.9578 | 190.0422 | 190042.2222 |  | 31 | 32.15 | 32150 | 610.85 | 2.222% | 13.5744 | 203.6167 | 439.3833
10141103 | PMT | TRANSFORMADOR | PTS0009 | TRANSFORMADOR MARCA: PTS0009 | Maguiguane |  | Magude | Gaza |  | 32 39.905 | 25 02.348 | 100 | 33 | 0.4 | 3 | 2003 |  |  | 763 | 45 | 537.4911 | 225.5089 | 225508.8889 |  | 31 | 38.15 | 38150 | 724.85 | 2.222% | 16.1078 | 241.6167 | 521.3833
10141103 | PMT | TRANSFORMADOR | PTS0010 | TRANSFORMADOR MARCA: PTS0010 | Bairro Mawandla |  | Magude | Gaza |  | 32 37.676 | 25 01.231 | 160 | 33 | 0.4 | 3 | 2003 |  |  | 991 | 45 | 698.1044 | 292.8956 | 292895.5556 |  | 31 | 49.55 | 49550 | 941.45 | 2.222% | 20.9211 | 313.8167 | 677.1833
10141103 | PMT | TRANSFORMADOR | PTS0011 | TRANSFORMADOR MARCA: PTS0011 | Bairro Mawandla |  | Magude | Gaza |  | 32 38.134 | 25 02.007 | 160 | 33 | 0.4 | 3 | 2003 |  |  | 991 | 45 | 698.1044 | 292.8956 | 292895.5556 |  | 31 | 49.55 | 49550 | 941.45 | 2.222% | 20.9211 | 313.8167 | 677.1833
10141103 | PMT | TRANSFORMADOR | PTS0012 | TRANSFORMADOR MARCA: PTS0012 | Bairro de Chocotiva |  | Magude | Gaza |  | 32 39.405 | 25 01.349 | 50 | 33 | 0.4 | 3 | 2003 |  |  | 643 | 45 | 452.9578 | 190.0422 | 190042.2222 |  | 31 | 32.15 | 32150 | 610.85 | 2.222% | 13.5744 | 203.6167 | 439.3833
10141103 | PMT | TRANSFORMADOR | PTS0013 | TRANSFORMADOR MARCA: PTS0013 | Bairro de Chobela |  | Magude | Gaza |  | 32 42.971 | 25 00.284 | 32 | 33 | 0.4 | 3 | 2003 |  |  | 643 | 45 | 452.9578 | 190.0422 | 190042.2222 |  | 31 | 32.15 | 32150 | 610.85 | 2.222% | 13.5744 | 203.6167 | 439.3833
10141103 | PMT | TRANSFORMADOR | PTS0014 | TRANSFORMADOR MARCA: PTS0014 | Bairro Facazissa |  | Magude | Gaza |  | 32 41.116 | 25 00.326 | 32 | 33 | 0.4 | 3 | 2003 |  |  | 643 | 45 | 452.9578 | 190.0422 | 190042.2222 |  | 31 | 32.15 | 32150 | 610.85 | 2.222% | 13.5744 | 203.6167 | 439.3833
10141103 | PMT | TRANSFORMADOR | PTS0015 | TRANSFORMADOR MARCA: PTS0015 | Bairro Facazissa |  | Magude | Gaza |  | 32 41.394 | 25 00.801 | 200 | 33 | 0.4 | 3 | 2003 |  |  | 991 | 45 | 698.1044 | 292.8956 | 292895.5556 |  | 31 | 49.55 | 49550 | 941.45 | 2.222% | 20.9211 | 313.8167 | 677.1833
10141103 | PMT | TRANSFORMADOR | PTS0016 | TRANSFORMADOR MARCA: PTS0016 | Bairo Ricathane |  | Magude | Gaza |  | 32 38.923 | 25 01.044 | 250 | 33 | 0.4 | 3 | 2003 |  |  | 991 | 45 | 698.1044 | 292.8956 | 292895.5556 |  | 31 | 49.55 | 49550 | 941.45 | 2.222% | 20.9211 | 313.8167 | 677.1833
10141103 | PMT | TRANSFORMADOR | PTS0017 | TRANSFORMADOR MARCA: PTS0017 | Motaze |  | Magude | Gaza |  | 32 51.317 | 24 47.468 | 160 | 33 | 0.4 | 3 | 2003 |  |  | 991 | 45 | 698.1044 | 292.8956 | 292895.5556 |  | 31 | 49.55 | 49550 | 941.45 | 2.222% | 20.9211 | 313.8167 | 677.1833
10141103 | PMT | TRANSFORMADOR | PTS0018 | TRANSFORMADOR MARCA: PTS0018 | Bairro Mawandla |  | Magude | Gaza |  | 32 37.385 | 25 01.781 | 50 | 33 | 0.4 | 3 | 2003 |  |  | 643 | 45 | 452.9578 | 190.0422 | 190042.2222 |  | 31 | 32.15 | 32150 | 610.85 | 2.222% | 13.5744 | 203.6167 | 439.3833
10141103 | PMT | TRANSFORMADOR | PTS0019 | TRANSFORMADOR MARCA: PTS0019 | Bairro Ungubane |  | Magude | Gaza |  | 32 38.450 | 25 00.702 | 160 | 33 | 0.4 | 3 | 2003 |  |  | 991 | 45 | 698.1044 | 292.8956 | 292895.5556 |  | 31 | 49.55 | 49550 | 941.45 | 2.222% | 20.9211 | 313.8167 | 677.1833
10141103 | PMT | TRANSFORMADOR | PTS0020 | TRANSFORMADOR MARCA: PTS0020 | Bairro 2000 |  | Magude | Gaza |  | 32 39.235 | 25 00.634 | 160 | 33 | 0.4 | 3 | 2003 |  |  | 991 | 45 | 698.1044 | 292.8956 | 292895.5556 |  | 31 | 49.55 | 49550 | 941.45 | 2.222% | 20.9211 | 313.8167 | 677.1833
10141103 | PMT | TRANSFORMADOR | PTS0021 | TRANSFORMADOR MARCA: PTS0021 | Maguiguane |  | Magude | Gaza |  | 32 40.537 | 25 02.200 | 160 | 33 | 0.4 | 3 | 2003 |  |  | 991 | 45 | 698.1044 | 292.8956 | 292895.5556 |  | 31 | 49.55 | 49550 | 941.45 | 2.222% | 20.9211 | 313.8167 | 677.1833
10141103 | PMT | TRANSFORMADOR | PTS0022 | TRANSFORMADOR MARCA: PTS0022 | Bairro Missinhene |  | Magude | Gaza |  | 32 37.960 | 25 01.346 | 100 | 33 | 0.4 | 3 | 2003 |  |  | 763 | 45 | 537.4911 | 225.5089 | 225508.8889 |  | 31 | 38.15 | 38150 | 724.85 | 2.222% | 16.1078 | 241.6167 | 521.3833
10141103 | PMT | TRANSFORMADOR | PTS0023 | TRANSFORMADOR MARCA: PTS0023 | Localidade de wandzana |  | Magude | Gaza |  | 32 53.645 | 24 49.261 | 160 | 33 | 0.4 | 3 | 2003 |  |  | 991 | 45 | 698.1044 | 292.8956 | 292895.5556 |  | 31 | 49.55 | 49550 | 941.45 | 2.222% | 20.9211 | 313.8167 | 677.1833
10141103 | PMT | TRANSFORMADOR | PTS0024 | TRANSFORMADOR MARCA: PTS0024 | Motaze |  | Magude | Gaza |  |  |  | 160 | 33 | 0.4 | 3 | 2003 |  |  | 991 | 45 | 698.1044 | 292.8956 | 292895.5556 |  | 31 | 49.55 | 49550 | 941.45 | 2.222% | 20.9211 | 313.8167 | 677.1833
10141103 | PMT | TRANSFORMADOR | PTS0025 | TRANSFORMADOR MARCA: PTS0025 | Macuvulane |  | Magude | Gaza |  | 32 41.534 | 25 01.486 | 100 | 33 | 0.4 | 3 | 2003 |  |  | 763 | 45 | 537.4911 | 225.5089 | 225508.8889 |  | 31 | 38.15 | 38150 | 724.85 | 2.222% | 16.1078 | 241.6167 | 521.3833
10141103 | PMT | TRANSFORMADOR | PTS0026 | TRANSFORMADOR MARCA: PTS0026 | Mutombene |  | Magude | Gaza |  | 32 30.778 | 25 13.645 | 160 | 33 | 0.4 | 3 | 2003 |  |  | 991 | 45 | 698.1044 | 292.8956 | 292895.5556 |  | 31 | 49.55 | 49550 | 941.45 | 2.222% | 20.9211 | 313.8167 | 677.1833
10141103 | PMT | TRANSFORMADOR | PTS0001 | TRANSFORMADOR MARCA: PTS0001 | Vila Eduardo Mondlane |  | Chicualacuala | Gaza |  | 31 41.344 | 22 05.955 | 100 | 33 | 0.4 | 3 | 2003 |  |  | 763 | 45 | 537.4911 | 225.5089 | 225508.8889 |  | 31 | 38.15 | 38150 | 724.85 | 2.222% | 16.1078 | 241.6167 | 521.3833
10141103 | PMT | TRANSFORMADOR | PTS0002 | TRANSFORMADOR MARCA: PTS0002 | Vila Eduardo Mondlane |  | Chicualacuala | Gaza |  | 31 41.134 | 22 05.333 | 160 | 33 | 0.4 | 3 | 2003 |  |  | 991 | 45 | 698.1044 | 292.8956 | 292895.5556 |  | 31 | 49.55 | 49550 | 941.45 | 2.222% | 20.9211 | 313.8167 | 677.1833
10141103 | PMT | TRANSFORMADOR | PTS0003 | TRANSFORMADOR MARCA: PTS0003 | Vila Eduardo Mondlane |  | Chicualacuala | Gaza |  | 31 40.865 | 22 04.920 | 160 | 33 | 0.4 | 3 | 2003 |  |  | 991 | 45 | 698.1044 | 292.8956 | 292895.5556 |  | 31 | 49.55 | 49550 | 941.45 | 2.222% | 20.9211 | 313.8167 | 677.1833
10141103 | PMT | TRANSFORMADOR | PTS0004 | TRANSFORMADOR MARCA: PTS0004 | Vila Eduardo Mondlane |  | Chicualacuala | Gaza |  | 31 40.606 | 22 04.985 | 100 | 33 | 0.4 | 3 | 2003 |  |  | 763 | 45 | 537.4911 | 225.5089 | 225508.8889 |  | 31 | 38.15 | 38150 | 724.85 | 2.222% | 16.1078 | 241.6167 | 521.3833
10141103 | PMT | TRANSFORMADOR | PTS0005 | TRANSFORMADOR MARCA: PTS0005 | Vila Eduardo Mondlane |  | Chicualacuala | Gaza |  | 31 40.776 | 22 04.638 | 160 | 33 | 0.4 | 3 | 2003 |  |  | 991 | 45 | 698.1044 | 292.8956 | 292895.5556 |  | 31 | 49.55 | 49550 | 941.45 | 2.222% | 20.9211 | 313.8167 | 677.1833
10141103 | PMT | TRANSFORMADOR | PTS0006 | TRANSFORMADOR MARCA: PTS0006 | Vila Eduardo Mondlane |  | Chicualacuala | Gaza |  | 31 41.119 | 22 04.267 | 100 | 33 | 0.4 | 3 | 2003 |  |  | 763 | 45 | 537.4911 | 225.5089 | 225508.8889 |  | 31 | 38.15 | 38150 | 724.85 | 2.222% | 16.1078 | 241.6167 | 521.3833
10141103 | PMT | TRANSFORMADOR | PTS0007 | TRANSFORMADOR MARCA: PTS0007 | Vila Eduardo Mondlane |  | Chicualacuala | Gaza |  | 31 41.383 | 22 04.778 | 100 | 33 | 0.4 | 3 | 2003 |  |  | 763 | 45 | 537.4911 | 225.5089 | 225508.8889 |  | 31 | 38.15 | 38150 | 724.85 | 2.222% | 16.1078 | 241.6167 | 521.3833
10141103 | PMT | TRANSFORMADOR | PTS0001 | TRANSFORMADOR MARCA: PTS0001 | Vila Sede Mapai |  | Mapai | Gaza |  | 32 03.235 | 22 44.727 | 100 | 33 | 0.4 | 3 | 2003 |  |  | 763 | 45 | 537.4911 | 225.5089 | 225508.8889 |  | 31 | 38.15 | 38150 | 724.85 | 2.222% | 16.1078 | 241.6167 | 521.3833
10141103 | PMT | TRANSFORMADOR | PTS0002 | TRANSFORMADOR MARCA: PTS0002 | Vila Sede Mapai |  | Mapai | Gaza |  | 32 03.235 | 22 44.727 | 50 | 33 | 0.4 | 3 | 2003 |  |  | 643 | 45 | 452.9578 | 190.0422 | 190042.2222 |  | 31 | 32.15 | 32150 | 610.85 | 2.222% | 13.5744 | 203.6167 | 439.3833
10141103 | PMT | TRANSFORMADOR | PTS0003 | TRANSFORMADOR MARCA: PTS0003 | Vila Sede Mapai |  | Mapai | Gaza |  | 32 03.111 | 22 43.250 | 50 | 33 | 0.4 | 3 | 2003 |  |  | 643 | 45 | 452.9578 | 190.0422 | 190042.2222 |  | 31 | 32.15 | 32150 | 610.85 | 2.222% | 13.5744 | 203.6167 | 439.3833
10141103 | PMT | TRANSFORMADOR | PTS0004 | TRANSFORMADOR MARCA: PTS0004 | Vila Sede Mapai |  | Mapai | Gaza |  | 32 03.526 | 22 43.457 | 50 | 33 | 0.4 | 3 | 2003 |  |  | 643 | 45 | 452.9578 | 190.0422 | 190042.2222 |  | 31 | 32.15 | 32150 | 610.85 | 2.222% | 13.5744 | 203.6167 | 439.3833
10141103 | PMT | TRANSFORMADOR | PTS0005 | TRANSFORMADOR MARCA: PTS0005 | Vila Sede Mapai |  | Mapai | Gaza |  | 32 04.311 | 22 44.016 | 50 | 33 | 0.4 | 3 | 2003 |  |  | 643 | 45 | 452.9578 | 190.0422 | 190042.2222 |  | 31 | 32.15 | 32150 | 610.85 | 2.222% | 13.5744 | 203.6167 | 439.3833
10141103 | PMT | TRANSFORMADOR | PTS0006 | TRANSFORMADOR MARCA: PTS0006 | Vila Sede Mapai |  | Mapai | Gaza |  | 32 03.794 | 22 44.330 | 50 | 33 | 0.4 | 3 | 2003 |  |  | 643 | 45 | 452.9578 | 190.0422 | 190042.2222 |  | 31 | 32.15 | 32150 | 610.85 | 2.222% | 13.5744 | 203.6167 | 439.3833
10141103 | PMT | TRANSFORMADOR | PTS0007 | TRANSFORMADOR MARCA: PTS0007 | Vila Sede Mapai |  | Mapai | Gaza |  | 32 03.235 | 22 44.727 | 100 | 33 | 0.4 | 3 | 2003 |  |  | 763 | 45 | 537.4911 | 225.5089 | 225508.8889 |  | 31 | 38.15 | 38150 | 724.85 | 2.222% | 16.1078 | 241.6167 | 521.3833
10141103 | PMT | TRANSFORMADOR | PTS0001 | TRANSFORMADOR MARCA: PTS0001 | Machaila |  | Mapai | Gaza |  | 32 54.865 | 22 15.252 | 50 | 33 | 0.4 | 3 | 2003 |  |  | 643 | 45 | 452.9578 | 190.0422 | 190042.2222 |  | 31 | 32.15 | 32150 | 610.85 | 2.222% | 13.5744 | 203.6167 | 439.3833
10141103 | PMT | TRANSFORMADOR | PTS0001 | TRANSFORMADOR MARCA: PTS0001 | Combomune |  | Mabalane | Gaza |  | 32 33.422 | 23 25.803 | 100 | 33 | 0.4 | 3 | 2003 |  |  | 763 | 45 | 537.4911 | 225.5089 | 225508.8889 |  | 31 | 38.15 | 38150 | 724.85 | 2.222% | 16.1078 | 241.6167 | 521.3833
10141103 | PMT | TRANSFORMADOR | PTS0001 | TRANSFORMADOR MARCA: PTS0001 | Bocoda |  | Massangena | Gaza |  | 32 55.438 | 21 35.253 | 100 | 33 | 0.4 | 3 | 2003 |  |  | 763 | 45 | 537.4911 | 225.5089 | 225508.8889 |  | 31 | 38.15 | 38150 | 724.85 | 2.222% | 16.1078 | 241.6167 | 521.3833
10141103 | PMT | TRANSFORMADOR | PTS0002 | TRANSFORMADOR MARCA: PTS0002 | Bocoda |  | Massangena | Gaza |  | 32 55.746 | 21 34.816 | 100 | 33 | 0.4 | 3 | 2003 |  |  | 763 | 45 | 537.4911 | 225.5089 | 225508.8889 |  | 31 | 38.15 | 38150 | 724.85 | 2.222% | 16.1078 | 241.6167 | 521.3833
10141103 | PMT | TRANSFORMADOR | PTS0003 | TRANSFORMADOR MARCA: PTS0003 | Bocoda |  | Massangena | Gaza |  | 32 56.164 | 21 34.954 | 160 | 33 | 0.4 | 3 | 2003 |  |  | 991 | 45 | 698.1044 | 292.8956 | 292895.5556 |  | 31 | 49.55 | 49550 | 941.45 | 2.222% | 20.9211 | 313.8167 | 677.1833
10141103 | PMT | TRANSFORMADOR | PTS0004 | TRANSFORMADOR MARCA: PTS0004 | Bocoda |  | Massangena | Gaza |  | 32 56.588 | 21 34.935 | 160 | 33 | 0.4 | 3 | 2003 |  |  | 991 | 45 | 698.1044 | 292.8956 | 292895.5556 |  | 31 | 49.55 | 49550 | 941.45 | 2.222% | 20.9211 | 313.8167 | 677.1833
10141103 | PMT | TRANSFORMADOR | PTS0005 | TRANSFORMADOR MARCA: PTS0005 | Bocoda |  | Massangena | Gaza |  | 32 56.895 | 21 34.566 | 100 | 33 | 0.4 | 3 | 2003 |  |  | 763 | 45 | 537.4911 | 225.5089 | 225508.8889 |  | 31 | 38.15 | 38150 | 724.85 | 2.222% | 16.1078 | 241.6167 | 521.3833
10141103 | PMT | TRANSFORMADOR | PTS 8 | TRANSFORMADOR MARCA:EFACEC ANGOCHE PTS 8 |  | ANGOCHE | ANGOCHE | VETERANOS |  | 16°13.147 | 39°54.028 | 200 | 33KV | 400V | 3 | 2003 | EFACEC | L00029905 | 991 | 45 | 698.1044 | 292.8956 | 292895.5556 |  | 31 | 49.55 | 49550 | 941.45 | 2.222% | 20.9211 | 313.8167 | 677.1833
10141103 | PMT | TRANSFORMADOR | PTS 4 | TRANSFORMADOR MARCA:PAUWELS TRAFO MOMA PTS 4 |  | MOMA | MOMA | B.ESTRADA |  | 16°45.338 | 39°13.301 | 160KVA | 22KV | 400V | 3 | 2003 | PAUWELS TRAFO | 8942650 | 572 | 45 | 402.9422 | 169.0578 | 169057.7778 |  | 31 | 28.6 | 28600 | 543.4 | 2.222% | 12.0756 | 181.1333 | 390.8667
10141103 | PMT | TRANSFORMADOR | PTS | TRANSFORMADOR MARCA:Efacec Inhambane PTS |  | Inhambane | Inhambane |  |  | 35,39826 | -23,90176 | 200 | 33 | 0.4 | 3Φ | 2003 | Efacec | L000312.03 | 991 | 45 | 698.1044 | 292.8956 | 292895.5556 |  | 31 | 49.55 | 49550 | 941.45 | 2.222% | 20.9211 | 313.8167 | 677.1833
10141103 | PMT | TRANSFORMADOR | No Label | TRANSFORMADOR MARCA:Efacec Inhambane No Label |  | Inhambane | Inhambane |  |  | 35,39583 | -23,93678 | 160 | 33 | 0.4 | 3Φ | 2003 | Efacec |  | 991 | 45 | 698.1044 | 292.8956 | 292895.5556 |  | 31 | 49.55 | 49550 | 941.45 | 2.222% | 20.9211 | 313.8167 | 677.1833
10141103 | PMT | TRANSFORMADOR | PTS 300 | TRANSFORMADOR MARCA:IMEFY PTS 300 PTS 300 |  | PTS 300 | BOANE |  |  | 32,42234 | -25,01515 | 160 | 33 | 0.4 | 3Φ | 2003 | IMEFY | 55849 | 991 | 45 | 698.1044 | 292.8956 | 292895.5556 |  | 31 | 49.55 | 49550 | 941.45 | 2.222% | 20.9211 | 313.8167 | 677.1833
10141103 | PMT | TRANSFORMADOR | PTS 39 | TRANSFORMADOR MARCA:IMEFY PTS 39 PTS 39 |  | PTS 39 | BOANE |  |  | 32,40577 | -25,02285 | 160 | 33 | 0.4 | 3Φ | 2003 | IMEFY | 55848 | 991 | 45 | 698.1044 | 292.8956 | 292895.5556 |  | 31 | 49.55 | 49550 | 941.45 | 2.222% | 20.9211 | 313.8167 | 677.1833
10141103 | PMT | TRANSFORMADOR | PT 81R | TRANSFORMADOR MARCA:POWER ENGINEERS PT 81R PT 81R |  | PT 81R | Mabukwane |  |  |  |  | 630 | 33 | 0.4 | 3Ø | 2003 | POWER ENGINEERS | 20506001/02 | 1200 | 45 | 845.3333 | 354.6667 | 354666.6667 |  | 31 | 60 | 60000 | 1140 | 2.222% | 25.3333 | 380 | 820
10141103 | PMT | TRANSFORMADOR | PT 15R | TRANSFORMADOR MARCA:EFACEC PT 15R PT 15R |  | PT 15R | Mabukwane |  |  |  |  | 500 | 33 | 0.4 | 3Ø | 2003 | EFACEC |  | 1200 | 45 | 845.3333 | 354.6667 | 354666.6667 |  | 31 | 60 | 60000 | 1140 | 2.222% | 25.3333 | 380 | 820
10141103 | PMT | TRANSFORMADOR | PT 18R | TRANSFORMADOR MARCA:POWER ENGINEERS PT 18R PT 18R |  | PT 18R | Mabukwane |  |  |  |  | 500 | 33 | 0.4 | 3Ø | 2003 | POWER ENGINEERS | 20505901/01 | 1200 | 45 | 845.3333 | 354.6667 | 354666.6667 |  | 31 | 60 | 60000 | 1140 | 2.222% | 25.3333 | 380 | 820
10141103 | PMT | TRANSFORMADOR | PTS 252 | TRANSFORMADOR MARCA:MACE PTS 252 PTS 252 |  | PTS 252 | Mahotas |  |  | 32.667809 | -25.861843 | 50 | 11 | 0.4 | 3Ø | 2003 | MACE | 22539 | 381 | 45 | 268.3933 | 112.6067 | 112606.6667 |  | 31 | 19.05 | 19050 | 361.95 | 2.222% | 8.0433 | 120.65 | 260.35
10141103 | PMT | TRANSFORMADOR | PT 129R | TRANSFORMADOR MARCA:EFACEC PT 129R PT 129R |  | PT 129R | Marracuene |  |  | 32.664959 | -25.749184 | 200 | 33 | 0.4 | 3Ø | 2003 | EFACEC | L000299.02 | 991 | 45 | 698.1044 | 292.8956 | 292895.5556 |  | 31 | 49.55 | 49550 | 941.45 | 2.222% | 20.9211 | 313.8167 | 677.1833
10141103 | PMT | TRANSFORMADOR | PTS 161 | TRANSFORMADOR MARCA:ALSTOM PTS 161 PTS 161 |  | PTS 161 | Infulene D |  |  | 32.528242 | -25.905414 | 250 | 33 | 0.4 | 3Ø | 2003 | ALSTOM | 03024/03/021 | 991 | 45 | 698.1044 | 292.8956 | 292895.5556 |  | 31 | 49.55 | 49550 | 941.45 | 2.222% | 20.9211 | 313.8167 | 677.1833
10141103 | PMT | TRANSFORMADOR | PTS 165 | TRANSFORMADOR MARCA:ALSTOM PTS 165 PTS 165 |  | PTS 165 | Infulene D |  |  | 32.529658 | -25.894681 | 250 | 33 | 0.4 | 3Ø | 2003 | ALSTOM | 03024/03/015 | 991 | 45 | 698.1044 | 292.8956 | 292895.5556 |  | 31 | 49.55 | 49550 | 941.45 | 2.222% | 20.9211 | 313.8167 | 677.1833
10141103 | PMT | TRANSFORMADOR | PTS 172 | TRANSFORMADOR MARCA:ALSTOM PTS 172 PTS 172 |  | PTS 172 | Ndlavela |  |  | 32.534276 | -25.888925 | 160 | 33 | 0.4 | 3Ø | 2003 | ALSTOM | 03024/02/003 | 991 | 45 | 698.1044 | 292.8956 | 292895.5556 |  | 31 | 49.55 | 49550 | 941.45 | 2.222% | 20.9211 | 313.8167 | 677.1833
10141103 | PMT | TRANSFORMADOR | PTS 176 | TRANSFORMADOR MARCA:ALSTOM PTS 176 PTS 176 |  | PTS 176 | Ndlavela |  |  | 32.538446 | -25.887382 | 160 | 33 | 0.4 | 3Ø | 2003 | ALSTOM | 03024/02/008 | 991 | 45 | 698.1044 | 292.8956 | 292895.5556 |  | 31 | 49.55 | 49550 | 941.45 | 2.222% | 20.9211 | 313.8167 | 677.1833
10141103 | PMT | TRANSFORMADOR | PTS 207 | TRANSFORMADOR MARCA:PAUWELS PTS 207 PTS 207 |  | PTS 207 | Zona Verde |  |  | 32.547453 | -25.878912 | 250 | 33 | 0.4 | 3Ø | 2003 | PAUWELS | 11110902945 | 991 | 45 | 698.1044 | 292.8956 | 292895.5556 |  | 31 | 49.55 | 49550 | 941.45 | 2.222% | 20.9211 | 313.8167 | 677.1833
10141103 | AT | TRANSFORMADOR AUXILIAR |  | TRANSFORMADOR AUXILIAR MARCA:ABB CUAMBA |  | CUAMBA | CUAMBA |  |  | 14°47'48.477" | 36°30'34.800" | 100KVA | 33KV | 400V | 3 | 2003 | ABB | 80247 | 783 | 45 | 551.58 | 231.42 | 231420 |  | 31 | 39.15 | 39150 | 743.85 | 2.222% | 16.53 | 247.95 | 535.05
10141103 | AT | TRANSFORMADOR AUXILIAR | AT1 | TRANSFORMADOR AUXILIAR MARCA:TDM 33KV/11KV SUB AT1 |  | 33KV/11KV SUB | LICHINGA |  |  | 13°17'50.011" | 35°14'36.300" | 650kVA | 11KV | 400V | 3 | 2003 | TDM |  | 643 | 45 | 452.9578 | 190.0422 | 190042.2222 |  | 31 | 32.15 | 32150 | 610.85 | 2.222% | 13.5744 | 203.6167 | 439.3833
10141103 | AT | TRANSFORMADOR AUXILIAR |  | TRANSFORMADOR AUXILIAR MARCA:ABB CUAMBA |  | CUAMBA | CUAMBA |  |  | 14°47'48.477" | 36°30'34.800" | 100KVA | 33KV | 400V | 3 | 2003 | ABB | 80247 | 763 | 45 | 537.4911 | 225.5089 | 225508.8889 |  | 31 | 38.15 | 38150 | 724.85 | 2.222% | 16.1078 | 241.6167 | 521.3833
10141103 | AT | TRANSFORMADOR AUXILIAR | AT1 | TRANSFORMADOR AUXILIAR MARCA:DESTA 33KV/11KV SUB AT1 |  | 33KV/11KV SUB | LICHINGA |  |  | 13°17'50.011" | 35°14'36.300" | 1600KVA | 11KV | 400V | 3 | 2003 | DESTA | C-2075/ | 1875 | 45 | 1320.8333 | 554.1667 | 554166.6667 |  | 31 | 93.75 | 93750 | 1781.25 | 2.222% | 39.5833 | 593.75 | 1281.25
10141103 | AT | TRANSFORMADOR AUXILIAR | AT1 | TRANSFORMADOR AUXILIAR MARCA:TDM 33KV/11KV SUB AT1 |  | 33KV/11KV SUB | LICHINGA |  |  | 13°17'50.011" | 35°14'36.300" | 1600 | 11KV | 400V | 3 | 2003 | TDM |  | 1875 | 45 | 1320.8333 | 554.1667 | 554166.6667 |  | 31 | 93.75 | 93750 | 1781.25 | 2.222% | 39.5833 | 593.75 | 1281.25
10141103 | AT | TRANSFORMADOR AUXILIAR |  | TRANSFORMADOR AUXILIAR MARCA: Shoprite |  | Shoprite | Maputo |  |  |  |  | 500 | 11 | 0.4 | 3 | 2003 |  |  | 1200 | 45 | 845.3333 | 354.6667 | 354666.6667 |  | 31 | 60 | 60000 | 1140 | 2.222% | 25.3333 | 380 | 820
10141103 | AT | TRANSFORMADOR AUXILIAR | PS 14 | TRANSFORMADOR AUXILIAR MARCA:Merlin Gerin PS 14 PS 14 |  | PS 14 | Maputo |  |  | 32,5838281 | -25,9775245 | 200 | 11 | 0.4 | 3Φ | 2003 | Merlin Gerin |  | 991 | 45 | 698.1044 | 292.8956 | 292895.5556 |  | 31 | 49.55 | 49550 | 941.45 | 2.222% | 20.9211 | 313.8167 | 677.1833
10141103 | AT | TRANSFORMADOR AUXILIAR | PS 14 | TRANSFORMADOR AUXILIAR MARCA:Merlin Gerin PS 14 PS 14 |  | PS 14 | Maputo |  |  | 32,5838281 | -25,9775245 | 200 | 11 | 0.4 | 3Φ | 2003 | Merlin Gerin |  | 991 | 45 | 698.1044 | 292.8956 | 292895.5556 |  | 31 | 49.55 | 49550 | 941.45 | 2.222% | 20.9211 | 313.8167 | 677.1833
10141103 | MS | MINISUBESTAÇÃO | PT 186 | MINISUBESTAÇÃO MARCA:IMEFY PT 186 | Mahotas |  | Maputo |  |  | 32,6158874 | -25,8856857 | 315 | 11 | 0,4 | 3Φ | 2004 | IMEFY | 59751 | 1213 | 45 | 880.0989 | 332.9011 | 332901.1111 |  | 32 | 60.65 | 60650 | 1152.35 | 2.222% | 25.6078 | 358.5089 | 854.4911
10141103 | MS | MINISUBESTAÇÃO | PT 330 | MINISUBESTAÇÃO MARCA: PT 330 | Mahotas |  | Maputo |  |  | 32,6186076 | -25,8815878 | 315 | 11 | 0,4 | 3Φ | 2004 |  |  | 1213 | 45 | 880.0989 | 332.9011 | 332901.1111 |  | 32 | 60.65 | 60650 | 1152.35 | 2.222% | 25.6078 | 358.5089 | 854.4911
10141103 | MS | MINISUBESTAÇÃO | PT 326 | MINISUBESTAÇÃO MARCA: PT 326 | Mahotas |  | Maputo |  |  | 32,6117823 | -25,8790402 | 315 | 11 | 0,4 | 3Φ | 2004 |  |  | 1213 | 45 | 880.0989 | 332.9011 | 332901.1111 |  | 32 | 60.65 | 60650 | 1152.35 | 2.222% | 25.6078 | 358.5089 | 854.4911
10141103 | GMT | TRANSFORMADOR | PTS13 | TRANSFORMADOR MARCA: PTS13 |  |  | NAMPULA | BAIRRO DOS BOMBEIROS |  | 15°7'21.061" | 39°15'49.065" | 250 | 11 | 400V | 3 | 2004 |  |  | 840 | 45 | 609.4667 | 230.5333 | 230533.3333 |  | 32 | 42 | 42000 | 798 | 2.222% | 17.7333 | 248.2667 | 591.7333
10141103 | GMT | TRANSFORMADOR | PTS26 | TRANSFORMADOR MARCA: PTS26 |  |  | NAMPULA | BAIRRO DE NAMICOPO- MOAGEM PIHALE |  | 15°6'26.113" | 39°16'22.466" | 500 | 11 | 400V | 3 | 2004 |  |  | 1016 | 45 | 737.1644 | 278.8356 | 278835.5556 |  | 32 | 50.8 | 50800 | 965.2 | 2.222% | 21.4489 | 300.2844 | 715.7156
10141103 | GMT | TRANSFORMADOR | PTS30 | TRANSFORMADOR MARCA: PTS30 |  |  | NAMPULA | BAIRRO DE NAMUTEQUELIUA- 1ºs 4 CAMINHOS |  | 15°7'26.062" | 39°16'52.764" | 315 | 11 | 400V | 3 | 2004 |  |  | 840 | 45 | 609.4667 | 230.5333 | 230533.3333 |  | 32 | 42 | 42000 | 798 | 2.222% | 17.7333 | 248.2667 | 591.7333
10141103 | GMT | TRANSFORMADOR | PTS34 | TRANSFORMADOR MARCA: PTS34 |  |  | NAMPULA | Rua 3 de Fevereiro - Em frente a Residencial Universo |  | 15°7'22.696" | 39°15'48.853" | 315 | 11 | 400V | 3 | 2004 |  |  | 840 | 45 | 609.4667 | 230.5333 | 230533.3333 |  | 32 | 42 | 42000 | 798 | 2.222% | 17.7333 | 248.2667 | 591.7333
10141103 | GMT | TRANSFORMADOR | PTS38 | TRANSFORMADOR MARCA: PTS38 |  |  | NAMPULA | BAIRRO DE MUHALA EXPANSÃO- ESCOLA 12 DE OUTUBRO |  | 15°7'54.218" | 39°16'50.891" | 315 | 33 | 400V | 3 | 2004 |  |  | 1039 | 45 | 753.8522 | 285.1478 | 285147.7778 |  | 32 | 51.95 | 51950 | 987.05 | 2.222% | 21.9344 | 307.0822 | 731.9178
10141103 | GMT | TRANSFORMADOR | PTS39 | TRANSFORMADOR MARCA: PTS39 |  |  | NAMPULA | Irmãs Carmelitas |  | 15°6'55.150" | 39°15.52.015" | 100 | 11 | 400V | 3 | 2004 |  |  | 763 | 45 | 553.5989 | 209.4011 | 209401.1111 |  | 32 | 38.15 | 38150 | 724.85 | 2.222% | 16.1078 | 225.5089 | 537.4911
10141103 | GMT | TRANSFORMADOR | PTS45 | TRANSFORMADOR MARCA: PTS45 |  |  | NAMPULA | RUA DA UNIDADE- NA DIRECÇÃO DE TRABALHO |  | 15°6'22.844" | 39°15'36.679" | 500 | 11 | 400V | 3 | 2004 |  |  | 1016 | 45 | 737.1644 | 278.8356 | 278835.5556 |  | 32 | 50.8 | 50800 | 965.2 | 2.222% | 21.4489 | 300.2844 | 715.7156
10141103 | GMT | TRANSFORMADOR | PTS49 | TRANSFORMADOR MARCA: PTS49 |  |  | NAMPULA | BAIRRO DE MUAHIVIRE EXPANSÃO- CONDOR |  | 15°8'21.785" | 39°17'17.030" | 500 | 33 | 400V | 3 | 2004 |  |  | 1200 | 45 | 870.6667 | 329.3333 | 329333.3333 |  | 32 | 60 | 60000 | 1140 | 2.222% | 25.3333 | 354.6667 | 845.3333
10141103 | GMT | TRANSFORMADOR | PTS51 | TRANSFORMADOR MARCA: PTS51 |  |  | NAMPULA | BAIRRO DE MUTAUANHA PILOTO ATRAS DA TÂMEGA |  | 15°6'54.781" | 39°13'31.298" | 315 | 33 | 400V | 3 | 2004 |  |  | 1039 | 45 | 753.8522 | 285.1478 | 285147.7778 |  | 32 | 51.95 | 51950 | 987.05 | 2.222% | 21.9344 | 307.0822 | 731.9178
10141103 | GMT | TRANSFORMADOR | PTS58 | TRANSFORMADOR MARCA: PTS58 |  |  | NAMPULA | NATIKIRI - VIDA GAS |  | 15°5'13.613" | 39°11'56.489" | 50 | 33 | 400V | 3 | 2004 |  |  | 643 | 45 | 466.5322 | 176.4678 | 176467.7778 |  | 32 | 32.15 | 32150 | 610.85 | 2.222% | 13.5744 | 190.0422 | 452.9578
10141103 | GMT | TRANSFORMADOR | PTS65 | TRANSFORMADOR MARCA: PTS65 |  |  | Nampula | BAIRRO DE MURRAPANIUA NO ANTIGO RESTA |  | 15°6'3.585" | 39°13'29.402" | 315 | 33 | 400V | 3 | 2004 |  |  | 1039 | 45 | 753.8522 | 285.1478 | 285147.7778 |  | 32 | 51.95 | 51950 | 987.05 | 2.222% | 21.9344 | 307.0822 | 731.9178
10141103 | GMT | TRANSFORMADOR | PTS76 | TRANSFORMADOR MARCA: PTS76 |  |  | Nampula | NAMUTEQUELIUA - FABRICA DE IOGURTE |  | 15°8'55.009" | 39°18'36.022" | 315 | 33 | 400V | 3 | 2004 |  |  | 1039 | 45 | 753.8522 | 285.1478 | 285147.7778 |  | 32 | 51.95 | 51950 | 987.05 | 2.222% | 21.9344 | 307.0822 | 731.9178
10141103 | GMT | TRANSFORMADOR | PTS77 | TRANSFORMADOR MARCA: PTS77 |  |  | Nampula | BAIRRO DE MURRAPANIUA NO MERCADO RESTA |  | 15°6'11.970" | 39°13'9.309" | 200 | 33 | 400V | 3 | 2004 |  |  | 991 | 45 | 719.0256 | 271.9744 | 271974.4444 |  | 32 | 49.55 | 49550 | 941.45 | 2.222% | 20.9211 | 292.8956 | 698.1044
10141103 | GMT | TRANSFORMADOR | PTS78 | TRANSFORMADOR MARCA: PTS78 |  |  | Nampula | NATIKIRI - PEDREIRA OLIVEIRA |  | 15°5'44.299" | 39°14'49.291" | 100 | 33 | 400V | 3 | 2004 |  |  | 763 | 45 | 553.5989 | 209.4011 | 209401.1111 |  | 32 | 38.15 | 38150 | 724.85 | 2.222% | 16.1078 | 225.5089 | 537.4911
10141103 | GMT | TRANSFORMADOR | PTS82 | TRANSFORMADOR MARCA: PTS82 |  |  | Nampula | BAIRRO DE MUTAVA REX - IRMÃOS MONGES J& B DRILLINGS |  | 15°7'29.924" | 39°22'54.859" | 100 | 11 | 400V | 3 | 2004 |  |  | 763 | 45 | 553.5989 | 209.4011 | 209401.1111 |  | 32 | 38.15 | 38150 | 724.85 | 2.222% | 16.1078 | 225.5089 | 537.4911
10141103 | GMT | TRANSFORMADOR | PTS86 | TRANSFORMADOR MARCA: PTS86 |  |  | Nampula | BAIRRO DE MUTAUANHA - PEQUENA CIDADE |  | 15°6'55.773" | 39°15'19.550" | 315 | 11 | 400V | 3 | 2004 |  |  | 840 | 45 | 609.4667 | 230.5333 | 230533.3333 |  | 32 | 42 | 42000 | 798 | 2.222% | 17.7333 | 248.2667 | 591.7333
10141103 | GMT | TRANSFORMADOR | PTS 5 | TRANSFORMADOR MARCA:EFACEC ANGOCHE PTS 5 |  | ANGOCHE | LARDE | TIPANE |  | S 16⁰33.979 | E 039⁰36.649 | 100 | 22KV | 400V | 3 | 2004 | EFACEC |  | 763 | 45 | 553.5989 | 209.4011 | 209401.1111 |  | 32 | 38.15 | 38150 | 724.85 | 2.222% | 16.1078 | 225.5089 | 537.4911
10141103 | GMT | TRANSFORMADOR | PTS 13 | TRANSFORMADOR MARCA: CUAMBA PTS 13 |  | CUAMBA | CUAMBA | CENTRAL TERMICA(ARMAZEM DA DELEGACAO) |  | 14º 48' 1.492" S | -36º -32' -5.223" W | 800 | 33KV | 400V | 3 | 2004 |  |  | 1890 | 45 | 1371.3 | 518.7 | 518700 |  | 32 | 94.5 | 94500 | 1795.5 | 2.222% | 39.9 | 558.6 | 1331.4
10141103 | GMT | TRANSFORMADOR | PTS 14 | TRANSFORMADOR MARCA: CUAMBA PTS 14 |  | CUAMBA | CUAMBA | ADINE 1 B.POBRE( DESCENDO MERC CENTRAL) |  | 14º 47' 38.506" S | -36º -32' -12.035" W | 160 | 33KV | 400V | 3 | 2004 |  |  | 991 | 45 | 719.0256 | 271.9744 | 271974.4444 |  | 32 | 49.55 | 49550 | 941.45 | 2.222% | 20.9211 | 292.8956 | 698.1044
10141103 | GMT | TRANSFORMADOR | PTS 15 | TRANSFORMADOR MARCA: CUAMBA PTS 15 |  | CUAMBA | CUAMBA | MAOZE(NA MOAGEM) |  | 14º 47' 45.819" S | -36º -32' -35.92" W | 250 | 33KV | 400V | 3 | 2004 |  |  | 991 | 45 | 719.0256 | 271.9744 | 271974.4444 |  | 32 | 49.55 | 49550 | 941.45 | 2.222% | 20.9211 | 292.8956 | 698.1044
10141103 | GMT | TRANSFORMADOR | PTS 17 | TRANSFORMADOR MARCA: CUAMBA PTS 17 |  | CUAMBA | CUAMBA | ADINE3 JONE |  | 14º 47' 51.103" S | -36º -33' -1.801" W | 250 | 33KV | 400V | 3 | 2004 |  |  | 991 | 45 | 719.0256 | 271.9744 | 271974.4444 |  | 32 | 49.55 | 49550 | 941.45 | 2.222% | 20.9211 | 292.8956 | 698.1044
10141103 | GMT | TRANSFORMADOR | PTS 19 | TRANSFORMADOR MARCA: CUAMBA PTS 19 |  | CUAMBA | CUAMBA | MPOPOLA |  | 14º 47' 56.641" S | -36º -32' -41.28" W | 500 | 33KV | 400V | 3 | 2004 |  |  | 1200 | 45 | 870.6667 | 329.3333 | 329333.3333 |  | 32 | 60 | 60000 | 1140 | 2.222% | 25.3333 | 354.6667 | 845.3333
10141103 | GMT | TRANSFORMADOR | PTS 21 | TRANSFORMADOR MARCA: CUAMBA PTS 21 |  | CUAMBA | CUAMBA | MENIGON |  | 14º 48' 4.589" S | -36º -33' -22.208" W | 160 | 33KV | 400V | 3 | 2004 |  |  | 991 | 45 | 719.0256 | 271.9744 | 271974.4444 |  | 32 | 49.55 | 49550 | 941.45 | 2.222% | 20.9211 | 292.8956 | 698.1044
10141103 | GMT | TRANSFORMADOR | PTS 26 | TRANSFORMADOR MARCA: CUAMBA PTS 26 |  | CUAMBA | CUAMBA | EMOCHA |  | 14º 48' 9.209" S | -36º -32' -39.601" W | 200 | 33KV | 400V | 3 | 2004 |  |  | 991 | 45 | 719.0256 | 271.9744 | 271974.4444 |  | 32 | 49.55 | 49550 | 941.45 | 2.222% | 20.9211 | 292.8956 | 698.1044
10141103 | GMT | TRANSFORMADOR | PTS 28 | TRANSFORMADOR MARCA: CUAMBA PTS 28 |  | CUAMBA | CUAMBA | MUTXORA ESCOLA PC |  | 14º 48' 25.201" S | -36º -32' -44.803" W | 315 | 33KV | 400V | 3 | 2004 |  |  | 1039 | 45 | 753.8522 | 285.1478 | 285147.7778 |  | 32 | 51.95 | 51950 | 987.05 | 2.222% | 21.9344 | 307.0822 | 731.9178
10141103 | GMT | TRANSFORMADOR | PTS 33 | TRANSFORMADOR MARCA: CUAMBA PTS 33 |  | CUAMBA | CUAMBA | BAIRRO NAMUITHE/ NAMINHOSSO |  | 14º 49' 4.874" S | -36º -32' -26.103" W | 315 | 33KV | 400V | 3 | 2004 |  |  | 1039 | 45 | 753.8522 | 285.1478 | 285147.7778 |  | 32 | 51.95 | 51950 | 987.05 | 2.222% | 21.9344 | 307.0822 | 731.9178
10141103 | GMT | TRANSFORMADOR | PTS 39 | TRANSFORMADOR MARCA: CUAMBA PTS 39 |  | CUAMBA | CUAMBA | MASSANIQUEIRA (MONOBLO) |  | 14º 48' 30.387" S | -36º -31' -54.467" W | 315 | 33KV | 400V | 3 | 2004 |  |  | 1039 | 45 | 753.8522 | 285.1478 | 285147.7778 |  | 32 | 51.95 | 51950 | 987.05 | 2.222% | 21.9344 | 307.0822 | 731.9178
10141103 | GMT | TRANSFORMADOR | PTS 41 | TRANSFORMADOR MARCA: CUAMBA PTS 41 |  | CUAMBA | CUAMBA | MAGANGA IGREJA CATOLIC |  | 12º 6' 5.58" S | -36º -33' -13.723" W | 160 | 33KV | 400V | 3 | 2004 |  |  | 991 | 45 | 719.0256 | 271.9744 | 271974.4444 |  | 32 | 49.55 | 49550 | 941.45 | 2.222% | 20.9211 | 292.8956 | 698.1044
10141103 | GMT | TRANSFORMADOR | PTS 43 | TRANSFORMADOR MARCA: CUAMBA PTS 43 |  | CUAMBA | CUAMBA | MAGANGA EPC |  | 14º 48' 28.928" S | -36º -31' -12.53" W | 160 | 33KV | 400V | 3 | 2004 |  |  | 991 | 45 | 719.0256 | 271.9744 | 271974.4444 |  | 32 | 49.55 | 49550 | 941.45 | 2.222% | 20.9211 | 292.8956 | 698.1044
10141103 | GMT | TRANSFORMADOR | PTS 73 | TRANSFORMADOR MARCA: CUAMBA PTS 73 |  | CUAMBA | CUAMBA | LURIO MERCADO |  | 14º 47' 34.56" S | -36º -50' -55.27" W | 50 | 33KV | 400V | 3 | 2004 |  |  | 643 | 45 | 466.5322 | 176.4678 | 176467.7778 |  | 32 | 32.15 | 32150 | 610.85 | 2.222% | 13.5744 | 190.0422 | 452.9578
10141103 | GMT | TRANSFORMADOR | PTS 1001 | TRANSFORMADOR MARCA: CUAMBA PTS 1001 |  | CUAMBA | MUTUALI | SAM-PT 1-MONOBLOCO |  | 14º 50' 17.518" S | -36º -59' -57.96" W | 500 | 33KV | 400V | 3 | 2004 |  |  | 1200 | 45 | 870.6667 | 329.3333 | 329333.3333 |  | 32 | 60 | 60000 | 1140 | 2.222% | 25.3333 | 354.6667 | 845.3333
10141103 | GMT | TRANSFORMADOR | PTS 1002 | TRANSFORMADOR MARCA: CUAMBA PTS 1002 |  | CUAMBA | MUTUALI | Mercado-PT 2- PORTICO |  | 14º 50' 11.537" S | -37º 0' -13.499" W | 160 | 33KV | 400V | 3 | 2004 |  |  | 991 | 45 | 719.0256 | 271.9744 | 271974.4444 |  | 32 | 49.55 | 49550 | 941.45 | 2.222% | 20.9211 | 292.8956 | 698.1044
10141103 | GMT | TRANSFORMADOR | PTS 1003 | TRANSFORMADOR MARCA: CUAMBA PTS 1003 |  | CUAMBA | MUTUALI | B. Namipaua-PT 3-PORTICO |  | 14º 49' 59.415" S | -37º 0' -52.504" W | 160 | 33KV | 400V | 3 | 2004 |  |  | 991 | 45 | 719.0256 | 271.9744 | 271974.4444 |  | 32 | 49.55 | 49550 | 941.45 | 2.222% | 20.9211 | 292.8956 | 698.1044
10141103 | GMT | TRANSFORMADOR | PTS 1004 | TRANSFORMADOR MARCA: CUAMBA PTS 1004 |  | CUAMBA | MUTUALI | B. Hospital-PORTICO |  | 14º 50' 59.77" S | -37º 0' -15.899" W | 160 | 33KV | 400V | 3 | 2004 |  |  | 991 | 45 | 719.0256 | 271.9744 | 271974.4444 |  | 32 | 49.55 | 49550 | 941.45 | 2.222% | 20.9211 | 292.8956 | 698.1044
10141103 | GMT | TRANSFORMADOR | PTS 1005 | TRANSFORMADOR MARCA: CUAMBA PTS 1005 |  | CUAMBA | MUTUALI | Esc. Secund.-PT 5-PORTICO |  | 14º 52' 18.852" S | -37º 0' -15.741" W | 50 | 33KV | 400V | 3 | 2004 |  |  | 643 | 45 | 466.5322 | 176.4678 | 176467.7778 |  | 32 | 32.15 | 32150 | 610.85 | 2.222% | 13.5744 | 190.0422 | 452.9578
10141103 | GMT | TRANSFORMADOR | PTS 1006 | TRANSFORMADOR MARCA: CUAMBA PTS 1006 |  | CUAMBA | MUTUALI | Posto Sede-PT 6-PORTICO |  | 14º 52' 45.87" S | -37º -1' -2.59" W | 100 | 33KV | 400V | 3 | 2004 |  |  | 763 | 45 | 553.5989 | 209.4011 | 209401.1111 |  | 32 | 38.15 | 38150 | 724.85 | 2.222% | 16.1078 | 225.5089 | 537.4911
10141103 | GMT | TRANSFORMADOR | AGCHI/PT85 | TRANSFORMADOR MARCA:EFACEC AGCHI/PT85 AGCHI/PT85 | GERMIO | AGCHI/PT85 | CHIMOIO | MANICA |  | S19 06 53,38 | E033 28 58,23 | 315 | 22 | 0.4 | 3 | 2004 | EFACEC | 100069502 | 953 | 45 | 691.4544 | 261.5456 | 261545.5556 |  | 32 | 47.65 | 47650 | 905.35 | 2.222% | 20.1189 | 281.6644 | 671.3356
10141103 | GMT | TRANSFORMADOR | PTS13 | TRANSFORMADOR MARCA: PTS13 |  |  | NAMPULA | BAIRRO DOS BOMBEIROS |  | 15°7'21.061" | 39°15'49.065" | 250 | 11 | 400V | 3 | 2004 |  |  | 840 | 45 | 609.4667 | 230.5333 | 230533.3333 |  | 32 | 42 | 42000 | 798 | 2.222% | 17.7333 | 248.2667 | 591.7333
10141103 | GMT | TRANSFORMADOR | PTS26 | TRANSFORMADOR MARCA:SGB PTS26 |  |  | NAMPULA | BAIRRO DE NAMICOPO- MOAGEM PIHALE |  | 15°6'26.113" | 39°16'22.466" | 500 | 11 | 400V | 3 | 2004 | SGB | 401486 | 1016 | 45 | 737.1644 | 278.8356 | 278835.5556 |  | 32 | 50.8 | 50800 | 965.2 | 2.222% | 21.4489 | 300.2844 | 715.7156
10141103 | GMT | TRANSFORMADOR | PTS30 | TRANSFORMADOR MARCA:ITB PTS30 |  |  | NAMPULA | BAIRRO DE NAMUTEQUELIUA- 1ºs 4 CAMINHOS |  | 15°7'26.062" | 39°16'52.764" | 315 | 11 | 400V | 3 | 2004 | ITB | 782632 | 840 | 45 | 609.4667 | 230.5333 | 230533.3333 |  | 32 | 42 | 42000 | 798 | 2.222% | 17.7333 | 248.2667 | 591.7333
10141103 | GMT | TRANSFORMADOR | PTS34 | TRANSFORMADOR MARCA:Power Tech PTS34 |  |  | NAMPULA | Rua 3 de Fevereiro - Em frente a Residencial Universo |  | 15°7'22.696" | 39°15'48.853" | 315 | 11 | 400V | 3 | 2004 | Power Tech | 20917302/01 | 840 | 45 | 609.4667 | 230.5333 | 230533.3333 |  | 32 | 42 | 42000 | 798 | 2.222% | 17.7333 | 248.2667 | 591.7333
10141103 | GMT | TRANSFORMADOR | PTS38 | TRANSFORMADOR MARCA:Power Tech PTS38 |  |  | NAMPULA | BAIRRO DE MUHALA EXPANSÃO- ESCOLA 12 DE OUTUBRO |  | 15°7'54.218" | 39°16'50.891" | 315 | 33 | 400V | 3 | 2004 | Power Tech | 20945902/02 | 1039 | 45 | 753.8522 | 285.1478 | 285147.7778 |  | 32 | 51.95 | 51950 | 987.05 | 2.222% | 21.9344 | 307.0822 | 731.9178
10141103 | GMT | TRANSFORMADOR | PTS39 | TRANSFORMADOR MARCA:MANDJAKAZE PTS39 |  |  | NAMPULA | Irmãs Carmelitas |  | 15°6'55.150" | 39°15.52.015" | 100 | 11 | 400V | 3 | 2004 | MANDJAKAZE | 49347 | 763 | 45 | 553.5989 | 209.4011 | 209401.1111 |  | 32 | 38.15 | 38150 | 724.85 | 2.222% | 16.1078 | 225.5089 | 537.4911
10141103 | GMT | TRANSFORMADOR | PTS45 | TRANSFORMADOR MARCA:Power Tech PTS45 |  |  | NAMPULA | RUA DA UNIDADE- NA DIRECÇÃO DE TRABALHO |  | 15°6'22.844" | 39°15'36.679" | 500 | 11 | 400V | 3 | 2004 | Power Tech | 30715401/01 | 1016 | 45 | 737.1644 | 278.8356 | 278835.5556 |  | 32 | 50.8 | 50800 | 965.2 | 2.222% | 21.4489 | 300.2844 | 715.7156
10141103 | GMT | TRANSFORMADOR | PTS49 | TRANSFORMADOR MARCA:ASTOR PTS49 |  |  | NAMPULA | BAIRRO DE MUAHIVIRE EXPANSÃO- CONDOR |  | 15°8'21.785" | 39°17'17.030" | 500 | 33 | 400V | 3 | 2004 | ASTOR | 17-12924 | 1200 | 45 | 870.6667 | 329.3333 | 329333.3333 |  | 32 | 60 | 60000 | 1140 | 2.222% | 25.3333 | 354.6667 | 845.3333
10141103 | GMT | TRANSFORMADOR | PTS51 | TRANSFORMADOR MARCA:Power Transformer PTS51 |  |  | NAMPULA | BAIRRO DE MUTAUANHA PILOTO ATRAS DA TÂMEGA |  | 15°6'54.781" | 39°13'31.298" | 315 | 33 | 400V | 3 | 2004 | Power Transformer | 1009593 | 1039 | 45 | 753.8522 | 285.1478 | 285147.7778 |  | 32 | 51.95 | 51950 | 987.05 | 2.222% | 21.9344 | 307.0822 | 731.9178
10141103 | GMT | TRANSFORMADOR | PTS58 | TRANSFORMADOR MARCA:TM PTS58 |  |  | NAMPULA | NATIKIRI - VIDA GAS |  | 15°5'13.613" | 39°11'56.489" | 50 | 33 | 400V | 3 | 2004 | TM | 910625 | 643 | 45 | 466.5322 | 176.4678 | 176467.7778 |  | 32 | 32.15 | 32150 | 610.85 | 2.222% | 13.5744 | 190.0422 | 452.9578
10141103 | GMT | TRANSFORMADOR | PTS65 | TRANSFORMADOR MARCA:Power Tech PTS65 |  |  | Nampula | BAIRRO DE MURRAPANIUA NO ANTIGO RESTA |  | 15°6'3.585" | 39°13'29.402" | 315 | 33 | 400V | 3 | 2004 | Power Tech | 206964401/01 | 1039 | 45 | 753.8522 | 285.1478 | 285147.7778 |  | 32 | 51.95 | 51950 | 987.05 | 2.222% | 21.9344 | 307.0822 | 731.9178
10141103 | GMT | TRANSFORMADOR | PTS76 | TRANSFORMADOR MARCA:EFACEC PTS76 |  |  | Nampula | NAMUTEQUELIUA - FABRICA DE IOGURTE |  | 15°8'55.009" | 39°18'36.022" | 315 | 33 | 400V | 3 | 2004 | EFACEC | L000321,02 | 1039 | 45 | 753.8522 | 285.1478 | 285147.7778 |  | 32 | 51.95 | 51950 | 987.05 | 2.222% | 21.9344 | 307.0822 | 731.9178
10141103 | GMT | TRANSFORMADOR | PTS77 | TRANSFORMADOR MARCA:ALSTON PTS77 |  |  | Nampula | BAIRRO DE MURRAPANIUA NO MERCADO RESTA |  | 15°6'11.970" | 39°13'9.309" | 200 | 33 | 400V | 3 | 2004 | ALSTON | RET 14133 | 991 | 45 | 719.0256 | 271.9744 | 271974.4444 |  | 32 | 49.55 | 49550 | 941.45 | 2.222% | 20.9211 | 292.8956 | 698.1044
10141103 | GMT | TRANSFORMADOR | PTS78 | TRANSFORMADOR MARCA:Power Tech PTS78 |  |  | Nampula | NATIKIRI - PEDREIRA OLIVEIRA |  | 15°5'44.299" | 39°14'49.291" | 100 | 33 | 400V | 3 | 2004 | Power Tech | 20865801/01 | 763 | 45 | 553.5989 | 209.4011 | 209401.1111 |  | 32 | 38.15 | 38150 | 724.85 | 2.222% | 16.1078 | 225.5089 | 537.4911
10141103 | GMT | TRANSFORMADOR | PTS82 | TRANSFORMADOR MARCA: PTS82 |  |  | Nampula | BAIRRO DE MUTAVA REX - IRMÃOS MONGES J& B DRILLINGS |  | 15°7'29.924" | 39°22'54.859" | 100 | 11 | 400V | 3 | 2004 |  |  | 763 | 45 | 553.5989 | 209.4011 | 209401.1111 |  | 32 | 38.15 | 38150 | 724.85 | 2.222% | 16.1078 | 225.5089 | 537.4911
10141103 | GMT | TRANSFORMADOR | PTS86 | TRANSFORMADOR MARCA:Power Tech PTS86 |  |  | Nampula | BAIRRO DE MUTAUANHA - PEQUENA CIDADE |  | 15°6'55.773" | 39°15'19.550" | 315 | 11 | 400V | 3 | 2004 | Power Tech | 20946101/01 | 840 | 45 | 609.4667 | 230.5333 | 230533.3333 |  | 32 | 42 | 42000 | 798 | 2.222% | 17.7333 | 248.2667 | 591.7333
10141103 | GMT | TRANSFORMADOR | PTS 5 | TRANSFORMADOR MARCA:ITB ANGOCHE PTS 5 |  | ANGOCHE | LARDE | TIPANE |  | S 16⁰33.979 | E 039⁰36.649 | 100 | 22KV | 400V | 3 | 2004 | ITB | 702236 | 763 | 45 | 553.5989 | 209.4011 | 209401.1111 |  | 32 | 38.15 | 38150 | 724.85 | 2.222% | 16.1078 | 225.5089 | 537.4911
10141103 | GMT | TRANSFORMADOR | PTS 13 | TRANSFORMADOR MARCA:COTRADIS CUAMBA PTS 13 |  | CUAMBA | CUAMBA | CENTRAL TERMICA(ARMAZEM DA DELEGACAO) |  | 14º 48' 1.492" S | -36º -32' -5.223" W | 800 | 33KV | 400V | 3 | 2004 | COTRADIS | 1155 | 1890 | 45 | 1371.3 | 518.7 | 518700 |  | 32 | 94.5 | 94500 | 1795.5 | 2.222% | 39.9 | 558.6 | 1331.4
10141103 | GMT | TRANSFORMADOR | PTS 14 | TRANSFORMADOR MARCA:DPM CUAMBA PTS 14 |  | CUAMBA | CUAMBA | ADINE 1 B.POBRE( DESCENDO MERC CENTRAL) |  | 14º 47' 38.506" S | -36º -32' -12.035" W | 160 | 33KV | 400V | 3 | 2004 | DPM | 20667902/04 | 991 | 45 | 719.0256 | 271.9744 | 271974.4444 |  | 32 | 49.55 | 49550 | 941.45 | 2.222% | 20.9211 | 292.8956 | 698.1044
10141103 | GMT | TRANSFORMADOR | PTS 15 | TRANSFORMADOR MARCA:EFACEC CUAMBA PTS 15 |  | CUAMBA | CUAMBA | MAOZE(NA MOAGEM) |  | 14º 47' 45.819" S | -36º -32' -35.92" W | 250 | 33KV | 400V | 3 | 2004 | EFACEC | DAMAGED PLATE | 991 | 45 | 719.0256 | 271.9744 | 271974.4444 |  | 32 | 49.55 | 49550 | 941.45 | 2.222% | 20.9211 | 292.8956 | 698.1044
10141103 | GMT | TRANSFORMADOR | PTS 17 | TRANSFORMADOR MARCA:COTRADIS CUAMBA PTS 17 |  | CUAMBA | CUAMBA | ADINE3 JONE |  | 14º 47' 51.103" S | -36º -33' -1.801" W | 250 | 33KV | 400V | 3 | 2004 | COTRADIS | 50563 | 991 | 45 | 719.0256 | 271.9744 | 271974.4444 |  | 32 | 49.55 | 49550 | 941.45 | 2.222% | 20.9211 | 292.8956 | 698.1044
10141103 | GMT | TRANSFORMADOR | PTS 19 | TRANSFORMADOR MARCA:COTRADIS CUAMBA PTS 19 |  | CUAMBA | CUAMBA | MPOPOLA |  | 14º 47' 56.641" S | -36º -32' -41.28" W | 500 | 33KV | 400V | 3 | 2004 | COTRADIS | 51230 | 1200 | 45 | 870.6667 | 329.3333 | 329333.3333 |  | 32 | 60 | 60000 | 1140 | 2.222% | 25.3333 | 354.6667 | 845.3333
10141103 | GMT | TRANSFORMADOR | PTS 21 | TRANSFORMADOR MARCA:ALSTOM CUAMBA PTS 21 |  | CUAMBA | CUAMBA | MENIGON |  | 14º 48' 4.589" S | -36º -33' -22.208" W | 160 | 33KV | 400V | 3 | 2004 | ALSTOM | 02985/06/10 | 991 | 45 | 719.0256 | 271.9744 | 271974.4444 |  | 32 | 49.55 | 49550 | 941.45 | 2.222% | 20.9211 | 292.8956 | 698.1044
10141103 | GMT | TRANSFORMADOR | PTS 26 | TRANSFORMADOR MARCA:EFACEC CUAMBA PTS 26 |  | CUAMBA | CUAMBA | EMOCHA |  | 14º 48' 9.209" S | -36º -32' -39.601" W | 200 | 33KV | 400V | 3 | 2004 | EFACEC | 11535.2 | 991 | 45 | 719.0256 | 271.9744 | 271974.4444 |  | 32 | 49.55 | 49550 | 941.45 | 2.222% | 20.9211 | 292.8956 | 698.1044
10141103 | GMT | TRANSFORMADOR | PTS 28 | TRANSFORMADOR MARCA:ALSTRON CUAMBA PTS 28 |  | CUAMBA | CUAMBA | MUTXORA ESCOLA PC |  | 14º 48' 25.201" S | -36º -32' -44.803" W | 315 | 33KV | 400V | 3 | 2004 | ALSTRON | 03242/ 02/2005 | 1039 | 45 | 753.8522 | 285.1478 | 285147.7778 |  | 32 | 51.95 | 51950 | 987.05 | 2.222% | 21.9344 | 307.0822 | 731.9178
10141103 | GMT | TRANSFORMADOR | PTS 33 | TRANSFORMADOR MARCA:SGB CUAMBA PTS 33 |  | CUAMBA | CUAMBA | BAIRRO NAMUITHE/ NAMINHOSSO |  | 14º 49' 4.874" S | -36º -32' -26.103" W | 315 | 33KV | 400V | 3 | 2004 | SGB | 397410 | 1039 | 45 | 753.8522 | 285.1478 | 285147.7778 |  | 32 | 51.95 | 51950 | 987.05 | 2.222% | 21.9344 | 307.0822 | 731.9178
10141103 | GMT | TRANSFORMADOR | PTS 39 | TRANSFORMADOR MARCA:CONTRADIS CUAMBA PTS 39 |  | CUAMBA | CUAMBA | MASSANIQUEIRA (MONOBLO) |  | 14º 48' 30.387" S | -36º -31' -54.467" W | 315 | 33KV | 400V | 3 | 2004 | CONTRADIS | 5122 | 1039 | 45 | 753.8522 | 285.1478 | 285147.7778 |  | 32 | 51.95 | 51950 | 987.05 | 2.222% | 21.9344 | 307.0822 | 731.9178
10141103 | GMT | TRANSFORMADOR | PTS 41 | TRANSFORMADOR MARCA:ABB CUAMBA PTS 41 |  | CUAMBA | CUAMBA | MAGANGA IGREJA CATOLIC |  | 12º 6' 5.58" S | -36º -33' -13.723" W | 160 | 33KV | 400V | 3 | 2004 | ABB | T24387 | 991 | 45 | 719.0256 | 271.9744 | 271974.4444 |  | 32 | 49.55 | 49550 | 941.45 | 2.222% | 20.9211 | 292.8956 | 698.1044
10141103 | GMT | TRANSFORMADOR | PTS 43 | TRANSFORMADOR MARCA:EFACEC CUAMBA PTS 43 |  | CUAMBA | CUAMBA | MAGANGA EPC |  | 14º 48' 28.928" S | -36º -31' -12.53" W | 160 | 33KV | 400V | 3 | 2004 | EFACEC | 13515.1 | 991 | 45 | 719.0256 | 271.9744 | 271974.4444 |  | 32 | 49.55 | 49550 | 941.45 | 2.222% | 20.9211 | 292.8956 | 698.1044
10141103 | GMT | TRANSFORMADOR | PTS 73 | TRANSFORMADOR MARCA:EFACEC CUAMBA PTS 73 |  | CUAMBA | CUAMBA | LURIO MERCADO |  | 14º 47' 34.56" S | -36º -50' -55.27" W | 50 | 33KV | 400V | 3 | 2004 | EFACEC | L001526 | 643 | 45 | 466.5322 | 176.4678 | 176467.7778 |  | 32 | 32.15 | 32150 | 610.85 | 2.222% | 13.5744 | 190.0422 | 452.9578
10141103 | GMT | TRANSFORMADOR | PTS 1001 | TRANSFORMADOR MARCA:COTRADIS CUAMBA PTS 1001 |  | CUAMBA | MUTUALI | SAM-PT 1-MONOBLOCO |  | 14º 50' 17.518" S | -36º -59' -57.96" W | 500 | 33KV | 400V | 3 | 2004 | COTRADIS | 51231 | 1200 | 45 | 870.6667 | 329.3333 | 329333.3333 |  | 32 | 60 | 60000 | 1140 | 2.222% | 25.3333 | 354.6667 | 845.3333
10141103 | GMT | TRANSFORMADOR | PTS 1002 | TRANSFORMADOR MARCA:TRANS. MOCAM CUAMBA PTS 1002 |  | CUAMBA | MUTUALI | Mercado-PT 2- PORTICO |  | 14º 50' 11.537" S | -37º 0' -13.499" W | 160 | 33KV | 400V | 3 | 2004 | TRANS. MOCAM | 967323 | 991 | 45 | 719.0256 | 271.9744 | 271974.4444 |  | 32 | 49.55 | 49550 | 941.45 | 2.222% | 20.9211 | 292.8956 | 698.1044
10141103 | GMT | TRANSFORMADOR | PTS 1003 | TRANSFORMADOR MARCA:COTRADIS CUAMBA PTS 1003 |  | CUAMBA | MUTUALI | B. Namipaua-PT 3-PORTICO |  | 14º 49' 59.415" S | -37º 0' -52.504" W | 160 | 33KV | 400V | 3 | 2004 | COTRADIS | 50495 | 991 | 45 | 719.0256 | 271.9744 | 271974.4444 |  | 32 | 49.55 | 49550 | 941.45 | 2.222% | 20.9211 | 292.8956 | 698.1044
10141103 | GMT | TRANSFORMADOR | PTS 1004 | TRANSFORMADOR MARCA:TRANS. MOCAM CUAMBA PTS 1004 |  | CUAMBA | MUTUALI | B. Hospital-PORTICO |  | 14º 50' 59.77" S | -37º 0' -15.899" W | 160 | 33KV | 400V | 3 | 2004 | TRANS. MOCAM | TB1509056 | 991 | 45 | 719.0256 | 271.9744 | 271974.4444 |  | 32 | 49.55 | 49550 | 941.45 | 2.222% | 20.9211 | 292.8956 | 698.1044
10141103 | GMT | TRANSFORMADOR | PTS 1005 | TRANSFORMADOR MARCA:TRANS. MOCAM CUAMBA PTS 1005 |  | CUAMBA | MUTUALI | Esc. Secund.-PT 5-PORTICO |  | 14º 52' 18.852" S | -37º 0' -15.741" W | 50 | 33KV | 400V | 3 | 2004 | TRANS. MOCAM | 967362 | 643 | 45 | 466.5322 | 176.4678 | 176467.7778 |  | 32 | 32.15 | 32150 | 610.85 | 2.222% | 13.5744 | 190.0422 | 452.9578
10141103 | GMT | TRANSFORMADOR | PTS 1006 | TRANSFORMADOR MARCA:PAUWELS-TRAFO CUAMBA PTS 1006 |  | CUAMBA | MUTUALI | Posto Sede-PT 6-PORTICO |  | 14º 52' 45.87" S | -37º -1' -2.59" W | 100 | 33KV | 400V | 3 | 2004 | PAUWELS-TRAFO | 88N4672 | 763 | 45 | 553.5989 | 209.4011 | 209401.1111 |  | 32 | 38.15 | 38150 | 724.85 | 2.222% | 16.1078 | 225.5089 | 537.4911
10141103 | PMT | TRANSFORMADOR | PTS 9 | TRANSFORMADOR MARCA:ITB ANGOCHE PTS 9 |  | ANGOCHE | ANGOCHE | CEREMA |  | 16°11.780 | 39°55.859 | 100 | 33KV | 400V | 3 | 2004 | ITB |  | 763 | 45 | 553.5989 | 209.4011 | 209401.1111 |  | 32 | 38.15 | 38150 | 724.85 | 2.222% | 16.1078 | 225.5089 | 537.4911
10141103 | PMT | TRANSFORMADOR | PTS 22 | TRANSFORMADOR MARCA:EFACEC ANGOCHE PTS 22 |  | ANGOCHE | ANGOCHE | THOPA |  | 16°00.600 | 40°07.256 | 50 | 33KV | 400V | 3 | 2004 | EFACEC |  | 643 | 45 | 466.5322 | 176.4678 | 176467.7778 |  | 32 | 32.15 | 32150 | 610.85 | 2.222% | 13.5744 | 190.0422 | 452.9578
10141103 | PMT | TRANSFORMADOR | PTS 12 | TRANSFORMADOR MARCA:TUSCO ANGOCHE PTS 12 |  | ANGOCHE | NAMETORIA | SAUA-SAUA |  | 16°13.831 | 39°54.378 | 25 | 33KV | 400V | 1 | 2004 | TUSCO |  | 643 | 45 | 466.5322 | 176.4678 | 176467.7778 |  | 32 | 32.15 | 32150 | 610.85 | 2.222% | 13.5744 | 190.0422 | 452.9578
10141103 | PMT | TRANSFORMADOR | PTS 13 | TRANSFORMADOR MARCA:TUSCO ANGOCHE PTS 13 |  | ANGOCHE | NAMETORIA | NATHERE |  | 16°05.218 | 39°41.182 | 25 | 33KV | 400V | 1 | 2004 | TUSCO |  | 643 | 45 | 466.5322 | 176.4678 | 176467.7778 |  | 32 | 32.15 | 32150 | 610.85 | 2.222% | 13.5744 | 190.0422 | 452.9578
10141103 | PMT | TRANSFORMADOR | PTS 30 | TRANSFORMADOR MARCA: CUAMBA PTS 30 |  | CUAMBA | CUAMBA | QUINTA TIMBUA(VIA QUINTA TIMBWA) |  | 14º 48' 43.378" S | -36º -32' -41.489" W | 200 | 33KV | 400V | 3 | 2004 |  |  | 991 | 45 | 719.0256 | 271.9744 | 271974.4444 |  | 32 | 49.55 | 49550 | 941.45 | 2.222% | 20.9211 | 292.8956 | 698.1044
10141103 | PMT | TRANSFORMADOR | 62 | TRANSFORMADOR MARCA: NACALA 62 |  | NACALA | Nacala-Porto | PTS na zona do Escritorio do FIPAG na Baixa |  | 14°32.953 | 40°40.524 | 200 | 11KV | 400V | 3 | 2004 |  |  | 572 | 45 | 415.0178 | 156.9822 | 156982.2222 |  | 32 | 28.6 | 28600 | 543.4 | 2.222% | 12.0756 | 169.0578 | 402.9422
10141103 | PMT | TRANSFORMADOR | AGCHI/PT50 | TRANSFORMADOR MARCA:PME AGCHI/PT50 AGCHI/PT50 | MOAGEM LINHA GOMES | AGCHI/PT50 | CHIMOIO | MANICA |  | S19 07 14,31 | E033 27 36,95 | 250 | 22 | 0.4 | 3 | 2004 | PME | 250090025 | 953 | 45 | 691.4544 | 261.5456 | 261545.5556 |  | 32 | 47.65 | 47650 | 905.35 | 2.222% | 20.1189 | 281.6644 | 671.3356
10141103 | PMT | TRANSFORMADOR | AGCHI/PT61 | TRANSFORMADOR MARCA:MET AGCHI/PT61 AGCHI/PT61 | HERIOS MOCAMBICANOS | AGCHI/PT61 | CHIMOIO | MANICA |  | S19 04 31,05 | E033 23 08,90 | 200 | 22 | 0.4 | 3 | 2004 | MET | 20605901/4 | 572 | 45 | 415.0178 | 156.9822 | 156982.2222 |  | 32 | 28.6 | 28600 | 543.4 | 2.222% | 12.0756 | 169.0578 | 402.9422
10141103 | PMT | TRANSFORMADOR | USSDG/PT5 | TRANSFORMADOR MARCA:EFACEC USSDG/PT5 USSDG/PT5 | Bairro Rotanda | USSDG/PT5 | SUSSUNDENGA | MANICA | PTS5 LOCALIDADE DE ROTANDA | S19 32 29,9 | E32 29 19,8 | 160 | 22 | 0.4 | 3 | 2004 | EFACEC | 111304 | 572 | 45 | 415.0178 | 156.9822 | 156982.2222 |  | 32 | 28.6 | 28600 | 543.4 | 2.222% | 12.0756 | 169.0578 | 402.9422
10141103 | PMT | TRANSFORMADOR | AGVDZ/PT2 | TRANSFORMADOR MARCA:PAUWELS TRAFO AGVDZ/PT2 AGVDZ/PT2 | Bairro Escola | AGVDZ/PT2 | VANDUZI | MANICA | SEDE VANDUZI (NUNES) | S18 57 08,3 | E033 15 43,2 | 160 | 22 | 0.4 | 3 | 2004 | PAUWELS TRAFO | 1110704799 | 572 | 45 | 415.0178 | 156.9822 | 156982.2222 |  | 32 | 28.6 | 28600 | 543.4 | 2.222% | 12.0756 | 169.0578 | 402.9422
10141103 | PMT | TRANSFORMADOR | AGVDZ/PT7 | TRANSFORMADOR MARCA:WESLING AGVDZ/PT7 AGVDZ/PT7 | Bairro Samora Machel | AGVDZ/PT7 | VANDUZI | MANICA | AGRITERRA | S19 03 57,3 | E033 17 55,3 | 100 | 22 | 0.4 | 3 | 2004 | WESLING | T000134 | 445 | 45 | 322.8722 | 122.1278 | 122127.7778 |  | 32 | 22.25 | 22250 | 422.75 | 2.222% | 9.3944 | 131.5222 | 313.4778
10141103 | PMT | TRANSFORMADOR | PTS 1050 | TRANSFORMADOR MARCA:DPM PTS 1050 PTS 1050 |  | PTS 1050 | Boane | Mahubo |  | 32.336534 | -25.156034 | 25 | 33 | 0.23 | 1Ø | 2004 | DPM | 10502201/04 | 643 | 45 | 466.5322 | 176.4678 | 176467.7778 |  | 32 | 32.15 | 32150 | 610.85 | 2.222% | 13.5744 | 190.0422 | 452.9578
10141103 | PMT | TRANSFORMADOR | PTS 611 | TRANSFORMADOR MARCA:POWER ENGINEERS PTS 611 PTS 611 |  | PTS 611 | Boane | Machangulo-Nhonguane |  | 32.935541 | -25.101834 | 50 | 33 | 0.4 | 3Ø | 2004 | POWER ENGINEERS | 10486001/04 | 643 | 45 | 466.5322 | 176.4678 | 176467.7778 |  | 32 | 32.15 | 32150 | 610.85 | 2.222% | 13.5744 | 190.0422 | 452.9578
10141103 | PMT | TRANSFORMADOR | PT 36R | TRANSFORMADOR MARCA:Efacec PT 36R | Kamubucuane |  | Maputo |  |  | 32,6147257 | -25,8679415 | 200 | 33 | 0,4 | 3Φ | 2004 | Efacec | L000744,01 | 991 | 45 | 719.0256 | 271.9744 | 271974.4444 |  | 32 | 49.55 | 49550 | 941.45 | 2.222% | 20.9211 | 292.8956 | 698.1044
10141103 | PMT | TRANSFORMADOR | PT 678 | TRANSFORMADOR MARCA:Desta Power Malta PT 678 | Bela Vista |  | Maputo |  |  | 32,6224712 | -26,3685769 | 16 | 33 | 0,4 | 2Φ | 2004 | Desta Power Malta | 10502101/03 | 643 | 45 | 466.5322 | 176.4678 | 176467.7778 |  | 32 | 32.15 | 32150 | 610.85 | 2.222% | 13.5744 | 190.0422 | 452.9578
10141103 | PMT | TRANSFORMADOR | PT 818 | TRANSFORMADOR MARCA:Desta Power Malta PT 818 | Bela Vista |  | Maputo |  |  | 32,6582046 | -26,3513748 | 25 | 33 | 0,4 | 2Φ | 2004 | Desta Power Malta | 10502201/01 | 643 | 45 | 466.5322 | 176.4678 | 176467.7778 |  | 32 | 32.15 | 32150 | 610.85 | 2.222% | 13.5744 | 190.0422 | 452.9578
10141103 | PMT | TRANSFORMADOR | PT 50 | TRANSFORMADOR MARCA:Powerware PT 50 | Morrumbene |  | Inhambane |  |  | 35,3777718 | -23,5465069 | 50 | 33 | 0.4 | 3Φ | 2004 | Powerware | G-3547 | 643 | 45 | 466.5322 | 176.4678 | 176467.7778 |  | 32 | 32.15 | 32150 | 610.85 | 2.222% | 13.5744 | 190.0422 | 452.9578
10141103 | PMT | TRANSFORMADOR | PT 31 | TRANSFORMADOR MARCA:Powerware PT 31 | Morrumbene |  | Inhambane |  |  | 35,3386853 | -23,6168345 | 50 | 33 | 0,4 | 3Φ | 2004 | Powerware | G-3543 | 643 | 45 | 466.5322 | 176.4678 | 176467.7778 |  | 32 | 32.15 | 32150 | 610.85 | 2.222% | 13.5744 | 190.0422 | 452.9578
10141103 | PMT | TRANSFORMADOR | PT 43 RE | TRANSFORMADOR MARCA:Powerware PT 43 RE | Masinga |  | Inhambane |  |  | 35,4280261 | -23,4664691 | 50 | 33 | 0.4 | 3Φ | 2004 | Powerware | G-3542 | 643 | 45 | 466.5322 | 176.4678 | 176467.7778 |  | 32 | 32.15 | 32150 | 610.85 | 2.222% | 13.5744 | 190.0422 | 452.9578
10141103 | PMT | TRANSFORMADOR | PT 303R | TRANSFORMADOR MARCA:Power Engineers PT 303R |  |  | Mageanino |  |  | 32,58310984 | -25,8785747 | 100 | 33 | 0.4 | 3Φ | 2004 | Power Engineers | 10486101/04 | 763 | 45 | 553.5989 | 209.4011 | 209401.1111 |  | 32 | 38.15 | 38150 | 724.85 | 2.222% | 16.1078 | 225.5089 | 537.4911
10141103 | PMT | TRANSFORMADOR | PTS 4 | TRANSFORMADOR MARCA:Zennaro PTS 4 |  |  | CIDADE DA MATOLA |  |  | 32,453488 | -25,962566 | 315 | 33 | 0.4 | 3Φ | 2004 | Zennaro | 50156 | 1039 | 45 | 753.8522 | 285.1478 | 285147.7778 |  | 32 | 51.95 | 51950 | 987.05 | 2.222% | 21.9344 | 307.0822 | 731.9178
10141103 | PMT | TRANSFORMADOR | AGXX/PTS0062 | TRANSFORMADOR MARCA:COTRADIS AGXX/PTS0062 AGXX/PTS0062 | Bomba de água-Campo B.11 | AGXX/PTS0062 | Gaza | Gaza |  | 25º 04.068 | 033º 39.847 | 160 | 11 | 0.4 | 3 | 2004 | COTRADIS | 53170 | 572 | 45 | 415.0178 | 156.9822 | 156982.2222 |  | 32 | 28.6 | 28600 | 543.4 | 2.222% | 12.0756 | 169.0578 | 402.9422
10141103 | PMT | TRANSFORMADOR | AGCBT/PTS0182 | TRANSFORMADOR MARCA:EAST INDIA AGCBT/PTS0182 AGCBT/PTS0182 | Koca-Missava Hospital | AGCBT/PTS0182 | GESTÃO ZSC DE CHIBUTO | Gaza |  | 24° 47.901 | 033° 39.072 | 50 | 33 | 0.4 | 3 | 2004 | EAST INDIA | 2056/18 | 643 | 45 | 466.5322 | 176.4678 | 176467.7778 |  | 32 | 32.15 | 32150 | 610.85 | 2.222% | 13.5744 | 190.0422 | 452.9578
10141103 | PMT | TRANSFORMADOR | PTS 9 | TRANSFORMADOR MARCA:ASTOR ANGOCHE PTS 9 |  | ANGOCHE | ANGOCHE | CEREMA |  | 16°11.780 | 39°55.859 | 100 | 33KV | 400V | 3 | 2004 | ASTOR | 17-01441 | 763 | 45 | 553.5989 | 209.4011 | 209401.1111 |  | 32 | 38.15 | 38150 | 724.85 | 2.222% | 16.1078 | 225.5089 | 537.4911
10141103 | PMT | TRANSFORMADOR | PTS 22 | TRANSFORMADOR MARCA:Marca Chinesa ANGOCHE PTS 22 |  | ANGOCHE | ANGOCHE | THOPA |  | 16°00.600 | 40°07.256 | 50 | 33KV | 400V | 3 | 2004 | Marca Chinesa | 1005014502 | 643 | 45 | 466.5322 | 176.4678 | 176467.7778 |  | 32 | 32.15 | 32150 | 610.85 | 2.222% | 13.5744 | 190.0422 | 452.9578
10141103 | PMT | TRANSFORMADOR | PTS 12 | TRANSFORMADOR MARCA:TUSCO-TRAFO ANGOCHE PTS 12 |  | ANGOCHE | NAMETORIA | SAUA-SAUA |  | 16°13.831 | 39°54.378 | 25 | 33KV | 400V | 1 | 2004 | TUSCO-TRAFO | 487743 | 643 | 45 | 466.5322 | 176.4678 | 176467.7778 |  | 32 | 32.15 | 32150 | 610.85 | 2.222% | 13.5744 | 190.0422 | 452.9578
10141103 | PMT | TRANSFORMADOR | PTS 13 | TRANSFORMADOR MARCA:MISSING PLATE ANGOCHE PTS 13 |  | ANGOCHE | NAMETORIA | NATHERE |  | 16°05.218 | 39°41.182 | 25 | 33KV | 400V | 1 | 2004 | MISSING PLATE |  | 643 | 45 | 466.5322 | 176.4678 | 176467.7778 |  | 32 | 32.15 | 32150 | 610.85 | 2.222% | 13.5744 | 190.0422 | 452.9578
10141103 | PMT | TRANSFORMADOR | PTS 30 | TRANSFORMADOR MARCA:EFACEC CUAMBA PTS 30 |  | CUAMBA | CUAMBA | QUINTA TIMBUA(VIA QUINTA TIMBWA) |  | 14º 48' 43.378" S | -36º -32' -41.489" W | 200 | 33KV | 400V | 3 | 2004 | EFACEC | 03242/02/005 | 991 | 45 | 719.0256 | 271.9744 | 271974.4444 |  | 32 | 49.55 | 49550 | 941.45 | 2.222% | 20.9211 | 292.8956 | 698.1044
10141103 | PMT | TRANSFORMADOR | 62 | TRANSFORMADOR MARCA:ITB NACALA 62 |  | NACALA | Nacala-Porto | PTS na zona do Escritorio do FIPAG na Baixa |  | 14°32.953 | 40°40.524 | 200 | 11KV | 400V | 3 | 2004 | ITB | 774609 | 572 | 45 | 415.0178 | 156.9822 | 156982.2222 |  | 32 | 28.6 | 28600 | 543.4 | 2.222% | 12.0756 | 169.0578 | 402.9422
10141103 | PMT | TRANSFORMADOR | PTS 4032 | TRANSFORMADOR MARCA:PME GURUE PTS 4032 |  | GURUE | GURUE | LOJA UP6 |  | 15°29'30.018" | 37°0'16.80" | 32 | 33KV | 400V | 1 | 2004 | PME |  | 643 | 45 | 466.5322 | 176.4678 | 176467.7778 |  | 32 | 32.15 | 32150 | 610.85 | 2.222% | 13.5744 | 190.0422 | 452.9578
10141103 | PMT | TRANSFORMADOR | PTS 35 | TRANSFORMADOR MARCA:Free State Transformers Inhambane PTS 35 |  | Inhambane | Inhambane |  |  | 35,48199 | -23,87438 | 50 | 33 | 0.4 | 3Φ | 2004 | Free State Transformers | 41112 | 643 | 45 | 466.5322 | 176.4678 | 176467.7778 |  | 32 | 32.15 | 32150 | 610.85 | 2.222% | 13.5744 | 190.0422 | 452.9578
10141103 | PMT | TRANSFORMADOR | No Label | TRANSFORMADOR MARCA: Inhambane No Label |  | Inhambane | Inhambane |  |  | 35,50263 | -23,84501 | 50 | 33 | 0.4 | 3Φ | 2004 |  |  | 643 | 45 | 466.5322 | 176.4678 | 176467.7778 |  | 32 | 32.15 | 32150 | 610.85 | 2.222% | 13.5744 | 190.0422 | 452.9578
10141103 | PMT | TRANSFORMADOR | PT 8R | TRANSFORMADOR MARCA:Free State Transformers PT 8R PT 8R |  | PT 8R | Mabukwane |  |  |  |  | 500 | 33 | 0.4 | 3Ø | 2004 | Free State Transformers | TB090464 | 1200 | 45 | 870.6667 | 329.3333 | 329333.3333 |  | 32 | 60 | 60000 | 1140 | 2.222% | 25.3333 | 354.6667 | 845.3333
10141103 | AT | TRANSFORMADOR AUXILIAR |  | TRANSFORMADOR AUXILIAR MARCA:BEST PEMBA |  | PEMBA | PEMBA | PEMBA |  |  |  | 250 | 33 | 0.4 | 3 | 2004 | BEST | 46380 | 991 | 45 | 719.0256 | 271.9744 | 271974.4444 |  | 32 | 49.55 | 49550 | 941.45 | 2.222% | 20.9211 | 292.8956 | 698.1044
10141103 | AT | TRANSFORMADOR AUXILIAR |  | TRANSFORMADOR AUXILIAR MARCA:BEST PS PEMBA |  | PS PEMBA | PEMBA | PEMBA |  | S 12˚57'55,1'' | E040˚30'17,0'' | 250 KVA | 11 | 0.4 | 3 | 2004 | BEST | 46343 | 991 | 45 | 719.0256 | 271.9744 | 271974.4444 |  | 32 | 49.55 | 49550 | 941.45 | 2.222% | 20.9211 | 292.8956 | 698.1044
10141103 | AT | TRANSFORMADOR AUXILIAR |  | TRANSFORMADOR AUXILIAR MARCA:Amefy SE2 |  | SE2 | Maputo | Malanga | Oua |  |  | 160 | 11 | 0.4 | 3 | 2004 | Amefy | 59748 | 991 | 45 | 719.0256 | 271.9744 | 271974.4444 |  | 32 | 49.55 | 49550 | 941.45 | 2.222% | 20.9211 | 292.8956 | 698.1044
10141103 | React | REACTOR | 2 | REACTOR MARCA:TRENCH NAMPULA 220Kv 2 |  | NAMPULA 220Kv | NAMPULA |  |  | S15°7'28.20" | E039°13'6.147" | 15000 | 33 |  | 3 | 2005 | TRENCH | 64551 | 10000 | 45 | 7466.6667 | 2533.3333 | 2533333.3333 |  | 33 | 500 | 500000 | 9500 | 2.222% | 211.1111 | 2744.4444 | 7255.5556
10141103 | React | REACTOR | 2 | REACTOR MARCA:TRENCH NAMPULA 220Kv 2 |  | NAMPULA 220Kv | NAMPULA |  |  | S15°7'28.20" | E039°13'6.147" | 15000 | 33 |  | 3 | 2005 | TRENCH | 64551 | 10000 | 45 | 7466.6667 | 2533.3333 | 2533333.3333 |  | 33 | 500 | 500000 | 9500 | 2.222% | 211.1111 | 2744.4444 | 7255.5556
10141103 | GMT | TRANSFORMADOR |  | TRANSFORMADOR MARCA:EFACEC TETE-SUB | TETE | TETE-SUB | TETE | PERTO NHARINGA |  | 563517.324 | 8213114.122 | 630 | 11 | 0.4 | 3 | 2005 | EFACEC | 4010845-02 | 1016 | 45 | 758.6133 | 257.3867 | 257386.6667 |  | 33 | 50.8 | 50800 | 965.2 | 2.222% | 21.4489 | 278.8356 | 737.1644
10141103 | GMT | TRANSFORMADOR |  | TRANSFORMADOR MARCA:ABB SE-JINDAL | TETE | SE-JINDAL | MAGOE | ADMINISTRACAO |  | 366243.449 | 8252161.041 | 160 | 33 | 0.4 | 3 | 2005 | ABB | 44333/9 | 991 | 45 | 739.9467 | 251.0533 | 251053.3333 |  | 33 | 49.55 | 49550 | 941.45 | 2.222% | 20.9211 | 271.9744 | 719.0256
10141103 | GMT | TRANSFORMADOR | PTS53 | TRANSFORMADOR MARCA: PTS53 |  |  | NAMPULA | AVENIDA EDUARDO MONDLANE- NAS PESCAS/ TERMINAL DE CHAPAS |  | 15°7'45.099" | 39°17'21.202" | 500 | 33 | 400V | 3 | 2005 |  |  | 1200 | 45 | 896 | 304 | 304000 |  | 33 | 60 | 60000 | 1140 | 2.222% | 25.3333 | 329.3333 | 870.6667
10141103 | GMT | TRANSFORMADOR | PTS54 | TRANSFORMADOR MARCA: PTS54 |  |  | NAMPULA | BAIRRO DE MUHALA EXPANSÃO- TRANSPORTES CHEFE |  | 15°8'5.221" | 39°17'15.098" | 200 | 33 | 400V | 3 | 2005 |  |  | 991 | 45 | 739.9467 | 251.0533 | 251053.3333 |  | 33 | 49.55 | 49550 | 941.45 | 2.222% | 20.9211 | 271.9744 | 719.0256
10141103 | GMT | TRANSFORMADOR | PTS85 | TRANSFORMADOR MARCA: PTS85 |  |  | Nampula | BAIRRO DE MUTAUANHA EPC PILOTO |  | 15°7'49.860" | 39°13'51.092" | 250 | 33 | 400V | 3 | 2005 |  |  | 991 | 45 | 739.9467 | 251.0533 | 251053.3333 |  | 33 | 49.55 | 49550 | 941.45 | 2.222% | 20.9211 | 271.9744 | 719.0256
10141103 | GMT | TRANSFORMADOR | 92 | TRANSFORMADOR MARCA: 92 |  |  | Nampula | BAIRRO DE NAMUTEQUELIUA- FÁBRICA DE VINHOS |  | 15°7'7.413" | 39°16'25.330" | 200 | 11 | 400V | 3 | 2005 |  |  | 572 | 45 | 427.0933 | 144.9067 | 144906.6667 |  | 33 | 28.6 | 28600 | 543.4 | 2.222% | 12.0756 | 156.9822 | 415.0178
10141103 | GMT | TRANSFORMADOR | 181 | TRANSFORMADOR MARCA: 181 |  |  | Rapale | NAMAITA, PROXIMO DO MERCADO |  | 15°17,367' | 039°00,11' | 160 | 33 | 400V | 3 | 2005 |  |  | 991 | 45 | 739.9467 | 251.0533 | 251053.3333 |  | 33 | 49.55 | 49550 | 941.45 | 2.222% | 20.9211 | 271.9744 | 719.0256
10141103 | GMT | TRANSFORMADOR | 182 | TRANSFORMADOR MARCA: 182 |  |  | Rapale | NAMAITA, POSTO ADIMINISTRATIVO |  | 15°17,185' | 039°01,306' | 100 | 33 | 400V | 3 | 2005 |  |  | 763 | 45 | 569.7067 | 193.2933 | 193293.3333 |  | 33 | 38.15 | 38150 | 724.85 | 2.222% | 16.1078 | 209.4011 | 553.5989
10141103 | GMT | TRANSFORMADOR | 183 | TRANSFORMADOR MARCA: 183 |  |  | Rapale | NAMAITA NO CENTRO DA BOA GOVERNACAO |  | 15°15,745ˈ | 039°03,050 | 32 | 33 | 400V | 3 | 2005 |  |  | 643 | 45 | 480.1067 | 162.8933 | 162893.3333 |  | 33 | 32.15 | 32150 | 610.85 | 2.222% | 13.5744 | 176.4678 | 466.5322
10141103 | GMT | TRANSFORMADOR | 184 | TRANSFORMADOR MARCA: 184 |  |  | Murrupula | MURRUPULA-VILA, NA IGREJA CATOLICA |  | 15°26,766' | 078°42,971' | 16 | 33 | 400V | 3 | 2005 |  |  | 643 | 45 | 480.1067 | 162.8933 | 162893.3333 |  | 33 | 32.15 | 32150 | 610.85 | 2.222% | 13.5744 | 176.4678 | 466.5322
10141103 | GMT | TRANSFORMADOR | 185 | TRANSFORMADOR MARCA: 185 |  |  | Murrupula | MURRUPULA- UMUATHO, EM FRENTE DA ESCOLA PROFISSIONAL |  | 15°15,57' | 038°47,819' | 250 | 33 | 400V | 3 | 2005 |  |  | 991 | 45 | 739.9467 | 251.0533 | 251053.3333 |  | 33 | 49.55 | 49550 | 941.45 | 2.222% | 20.9211 | 271.9744 | 719.0256
10141103 | GMT | TRANSFORMADOR | 187 | TRANSFORMADOR MARCA: 187 |  |  | Murrupula | MURRUPULA,GAZUZU NO MERCADO |  | 15°21,127 | 038°52,709' | 100 | 33 | 400V | 3 | 2005 |  |  | 763 | 45 | 569.7067 | 193.2933 | 193293.3333 |  | 33 | 38.15 | 38150 | 724.85 | 2.222% | 16.1078 | 209.4011 | 553.5989
10141103 | GMT | TRANSFORMADOR | 188 | TRANSFORMADOR MARCA: 188 |  |  | Murrupula | MURRUPULA, PROXIMO DA FABRICA DE CASTANHA |  | 15°28,5441 | 038°40,116ˈ | 100 | 33 | 400V | 3 | 2005 |  |  | 763 | 45 | 569.7067 | 193.2933 | 193293.3333 |  | 33 | 38.15 | 38150 | 724.85 | 2.222% | 16.1078 | 209.4011 | 553.5989
10141103 | GMT | TRANSFORMADOR | PTS 3 | TRANSFORMADOR MARCA:OZGUNEY ANGOCHE PTS 3 |  | ANGOCHE | ANGOCHE | SPORTING |  | 16°13.818 | 39°54.206 | 315 | 33KV | 400V | 3 | 2005 | OZGUNEY |  | 1039 | 45 | 775.7867 | 263.2133 | 263213.3333 |  | 33 | 51.95 | 51950 | 987.05 | 2.222% | 21.9344 | 285.1478 | 753.8522
10141103 | GMT | TRANSFORMADOR | PTS 1 | TRANSFORMADOR MARCA:POWER TECH MOMA PTS 1 |  | MOMA | MOMA | CENTRAL |  | 16°45.761 | 39°13.274 | 315 | 22KV | 400V | 3 | 2005 | POWER TECH |  | 953 | 45 | 711.5733 | 241.4267 | 241426.6667 |  | 33 | 47.65 | 47650 | 905.35 | 2.222% | 20.1189 | 261.5456 | 691.4544
10141103 | GMT | TRANSFORMADOR | PTS1000 | TRANSFORMADOR MARCA: LICHINGA PTS1000 |  | LICHINGA | LICHINGA | Bairro Cimento |  | S13 17.880 | E35 14.611 | 500 | 11KV | 400V | 3 | 2005 |  |  | 1016 | 45 | 758.6133 | 257.3867 | 257386.6667 |  | 33 | 50.8 | 50800 | 965.2 | 2.222% | 21.4489 | 278.8356 | 737.1644
10141103 | GMT | TRANSFORMADOR | PTS1001 | TRANSFORMADOR MARCA: LICHINGA PTS1001 |  | LICHINGA | LICHINGA | Bairro Cimento |  | S13 18.203 | E35 14.767 | 315 | 11KV | 400V | 3 | 2005 |  |  | 840 | 45 | 627.2 | 212.8 | 212800 |  | 33 | 42 | 42000 | 798 | 2.222% | 17.7333 | 230.5333 | 609.4667
10141103 | GMT | TRANSFORMADOR | PTS1002 | TRANSFORMADOR MARCA: LICHINGA PTS1002 |  | LICHINGA | LICHINGA | Bairro Cimento |  | S13 18.415 | E35 14.764 | 500 | 11KV | 400V | 3 | 2005 |  |  | 1016 | 45 | 758.6133 | 257.3867 | 257386.6667 |  | 33 | 50.8 | 50800 | 965.2 | 2.222% | 21.4489 | 278.8356 | 737.1644
10141103 | GMT | TRANSFORMADOR | PTS1003 | TRANSFORMADOR MARCA: LICHINGA PTS1003 |  | LICHINGA | LICHINGA | Bairro Nzinge |  | S13 19.011 | E35 14.616 | 250 | 11KV | 400V | 3 | 2005 |  |  | 840 | 45 | 627.2 | 212.8 | 212800 |  | 33 | 42 | 42000 | 798 | 2.222% | 17.7333 | 230.5333 | 609.4667
10141103 | GMT | TRANSFORMADOR | PTS1008 | TRANSFORMADOR MARCA: LICHINGA PTS1008 |  | LICHINGA | LICHINGA | Bairro Popular |  | S13 17.961 | E35 14.979 | 315 | 11KV | 400V | 3 | 2005 |  |  | 840 | 45 | 627.2 | 212.8 | 212800 |  | 33 | 42 | 42000 | 798 | 2.222% | 17.7333 | 230.5333 | 609.4667
10141103 | GMT | TRANSFORMADOR | PTS1009 | TRANSFORMADOR MARCA: LICHINGA PTS1009 |  | LICHINGA | LICHINGA | Bairro Namacula |  | S13 17.838 | E35 15.482 | 100 | 11KV | 400V | 3 | 2005 |  |  | 763 | 45 | 569.7067 | 193.2933 | 193293.3333 |  | 33 | 38.15 | 38150 | 724.85 | 2.222% | 16.1078 | 209.4011 | 553.5989
10141103 | GMT | TRANSFORMADOR | PTS1010 | TRANSFORMADOR MARCA: LICHINGA PTS1010 |  | LICHINGA | LICHINGA | Bairro Sanjala |  | S13 17.075 | E35 14.274 | 315 | 11KV | 400V | 3 | 2005 |  |  | 840 | 45 | 627.2 | 212.8 | 212800 |  | 33 | 42 | 42000 | 798 | 2.222% | 17.7333 | 230.5333 | 609.4667
10141103 | GMT | TRANSFORMADOR | PTS1011 | TRANSFORMADOR MARCA: LICHINGA PTS1011 |  | LICHINGA | LICHINGA | Bairro Cimento |  | S13 17.890 | E35 14.699 | 315 | 11KV | 400V | 3 | 2005 |  |  | 840 | 45 | 627.2 | 212.8 | 212800 |  | 33 | 42 | 42000 | 798 | 2.222% | 17.7333 | 230.5333 | 609.4667
10141103 | GMT | TRANSFORMADOR | PTS1022 | TRANSFORMADOR MARCA: LICHINGA PTS1022 |  | LICHINGA | LICHINGA | Bairro Niassa 1 |  | S13 18.569 | E35 14.619 | 315 | 11KV | 400V | 3 | 2005 |  |  | 840 | 45 | 627.2 | 212.8 | 212800 |  | 33 | 42 | 42000 | 798 | 2.222% | 17.7333 | 230.5333 | 609.4667
10141103 | GMT | TRANSFORMADOR | EG PTS5012 | TRANSFORMADOR MARCA: LICHINGA EG PTS5012 |  | LICHINGA | METANGULA | Mulembwe Residencia |  | S12 36.812 | E35 17.375 | 50 | 33KV | 400V | 3 | 2005 |  |  | 643 | 45 | 480.1067 | 162.8933 | 162893.3333 |  | 33 | 32.15 | 32150 | 610.85 | 2.222% | 13.5744 | 176.4678 | 466.5322
10141103 | GMT | TRANSFORMADOR | PT 202 | TRANSFORMADOR MARCA:EFACEC PT 202 PT 202 |  | PT 202 | Mahotas |  |  |  |  | 200 | 11 | 0.4 | 3Ø | 2005 | EFACEC | L000231.03 | 572 | 45 | 427.0933 | 144.9067 | 144906.6667 |  | 33 | 28.6 | 28600 | 543.4 | 2.222% | 12.0756 | 156.9822 | 415.0178
10141103 | GMT | TRANSFORMADOR | PT 155 | TRANSFORMADOR MARCA:Desta Power Malta PT 155 | Infulene |  | Maputo |  |  | 32,5130535 | -25,8983823 | 630 | 33 | 0,4 | 3Φ | 2005 | Desta Power Malta | 30553801/01 | 1200 | 45 | 896 | 304 | 304000 |  | 33 | 60 | 60000 | 1140 | 2.222% | 25.3333 | 329.3333 | 870.6667
10141103 | GMT | TRANSFORMADOR | PT 23 RG | TRANSFORMADOR MARCA:Efacec PT 23 RG | Vilankulo |  | Inhambane |  |  | 35,3187875 | -22,0438647 | 160 | 11 | 0.4 | 3Φ | 2005 | Efacec | L000953 | 572 | 45 | 427.0933 | 144.9067 | 144906.6667 |  | 33 | 28.6 | 28600 | 543.4 | 2.222% | 12.0756 | 156.9822 | 415.0178
10141103 | GMT | TRANSFORMADOR | PTS53 | TRANSFORMADOR MARCA:ASTOR PTS53 |  |  | NAMPULA | AVENIDA EDUARDO MONDLANE- NAS PESCAS/ TERMINAL DE CHAPAS |  | 15°7'45.099" | 39°17'21.202" | 500 | 33 | 400V | 3 | 2005 | ASTOR | 17-02239 | 1200 | 45 | 896 | 304 | 304000 |  | 33 | 60 | 60000 | 1140 | 2.222% | 25.3333 | 329.3333 | 870.6667
10141103 | GMT | TRANSFORMADOR | PTS54 | TRANSFORMADOR MARCA:Power Tech PTS54 |  |  | NAMPULA | BAIRRO DE MUHALA EXPANSÃO- TRANSPORTES CHEFE |  | 15°8'5.221" | 39°17'15.098" | 200 | 33 | 400V | 3 | 2005 | Power Tech | 20954501/02 | 991 | 45 | 739.9467 | 251.0533 | 251053.3333 |  | 33 | 49.55 | 49550 | 941.45 | 2.222% | 20.9211 | 271.9744 | 719.0256
10141103 | GMT | TRANSFORMADOR | PTS85 | TRANSFORMADOR MARCA:MISSING PLATE PTS85 |  |  | Nampula | BAIRRO DE MUTAUANHA EPC PILOTO |  | 15°7'49.860" | 39°13'51.092" | 250 | 33 | 400V | 3 | 2005 | MISSING PLATE |  | 991 | 45 | 739.9467 | 251.0533 | 251053.3333 |  | 33 | 49.55 | 49550 | 941.45 | 2.222% | 20.9211 | 271.9744 | 719.0256
10141103 | GMT | TRANSFORMADOR | 92 | TRANSFORMADOR MARCA:ITB 92 |  |  | Nampula | BAIRRO DE NAMUTEQUELIUA- FÁBRICA DE VINHOS |  | 15°7'7.413" | 39°16'25.330" | 200 | 11 | 400V | 3 | 2005 | ITB | 629143 | 572 | 45 | 427.0933 | 144.9067 | 144906.6667 |  | 33 | 28.6 | 28600 | 543.4 | 2.222% | 12.0756 | 156.9822 | 415.0178
10141103 | GMT | TRANSFORMADOR | 181 | TRANSFORMADOR MARCA:Fuji Tusco 181 |  |  | Rapale | NAMAITA, PROXIMO DO MERCADO |  | 15°17,367' | 039°00,11' | 160 | 33 | 400V | 3 | 2005 | Fuji Tusco | 545547 | 991 | 45 | 739.9467 | 251.0533 | 251053.3333 |  | 33 | 49.55 | 49550 | 941.45 | 2.222% | 20.9211 | 271.9744 | 719.0256
10141103 | GMT | TRANSFORMADOR | 182 | TRANSFORMADOR MARCA:Fuji Tusco 182 |  |  | Rapale | NAMAITA, POSTO ADIMINISTRATIVO |  | 15°17,185' | 039°01,306' | 100 | 33 | 400V | 3 | 2005 | Fuji Tusco | 11325-T4 | 763 | 45 | 569.7067 | 193.2933 | 193293.3333 |  | 33 | 38.15 | 38150 | 724.85 | 2.222% | 16.1078 | 209.4011 | 553.5989
10141103 | GMT | TRANSFORMADOR | 183 | TRANSFORMADOR MARCA:Fuji Tusco 183 |  |  | Rapale | NAMAITA NO CENTRO DA BOA GOVERNACAO |  | 15°15,745ˈ | 039°03,050 | 32 | 33 | 400V | 3 | 2005 | Fuji Tusco | 11255480 | 643 | 45 | 480.1067 | 162.8933 | 162893.3333 |  | 33 | 32.15 | 32150 | 610.85 | 2.222% | 13.5744 | 176.4678 | 466.5322
10141103 | GMT | TRANSFORMADOR | 184 | TRANSFORMADOR MARCA:TM 184 |  |  | Murrupula | MURRUPULA-VILA, NA IGREJA CATOLICA |  | 15°26,766' | 078°42,971' | 16 | 33 | 400V | 3 | 2005 | TM | 622525 | 643 | 45 | 480.1067 | 162.8933 | 162893.3333 |  | 33 | 32.15 | 32150 | 610.85 | 2.222% | 13.5744 | 176.4678 | 466.5322
10141103 | GMT | TRANSFORMADOR | 185 | TRANSFORMADOR MARCA:TM 185 |  |  | Murrupula | MURRUPULA- UMUATHO, EM FRENTE DA ESCOLA PROFISSIONAL |  | 15°15,57' | 038°47,819' | 250 | 33 | 400V | 3 | 2005 | TM | 220902 | 991 | 45 | 739.9467 | 251.0533 | 251053.3333 |  | 33 | 49.55 | 49550 | 941.45 | 2.222% | 20.9211 | 271.9744 | 719.0256
10141103 | GMT | TRANSFORMADOR | 187 | TRANSFORMADOR MARCA:Power Tech 187 |  |  | Murrupula | MURRUPULA,GAZUZU NO MERCADO |  | 15°21,127 | 038°52,709' | 100 | 33 | 400V | 3 | 2005 | Power Tech | 20718503/01 | 763 | 45 | 569.7067 | 193.2933 | 193293.3333 |  | 33 | 38.15 | 38150 | 724.85 | 2.222% | 16.1078 | 209.4011 | 553.5989
10141103 | GMT | TRANSFORMADOR | 188 | TRANSFORMADOR MARCA:SWE 188 |  |  | Murrupula | MURRUPULA, PROXIMO DA FABRICA DE CASTANHA |  | 15°28,5441 | 038°40,116ˈ | 100 | 33 | 400V | 3 | 2005 | SWE | 17159 | 763 | 45 | 569.7067 | 193.2933 | 193293.3333 |  | 33 | 38.15 | 38150 | 724.85 | 2.222% | 16.1078 | 209.4011 | 553.5989
10141103 | GMT | TRANSFORMADOR | PTS 3 | TRANSFORMADOR MARCA:Moçambique ANGOCHE PTS 3 |  | ANGOCHE | ANGOCHE | SPORTING |  | 16°13.818 | 39°54.206 | 315 | 33KV | 400V | 3 | 2005 | Moçambique | 923151 | 1039 | 45 | 775.7867 | 263.2133 | 263213.3333 |  | 33 | 51.95 | 51950 | 987.05 | 2.222% | 21.9344 | 285.1478 | 753.8522
10141103 | GMT | TRANSFORMADOR | PTS 1 | TRANSFORMADOR MARCA:ITB MOMA PTS 1 |  | MOMA | MOMA | CENTRAL |  | 16°45.761 | 39°13.274 | 315 | 22KV | 400V | 3 | 2005 | ITB | 11110704508 | 953 | 45 | 711.5733 | 241.4267 | 241426.6667 |  | 33 | 47.65 | 47650 | 905.35 | 2.222% | 20.1189 | 261.5456 | 691.4544
10141103 | GMT | TRANSFORMADOR | PTS1001 | TRANSFORMADOR MARCA:ABB LICHINGA PTS1001 |  | LICHINGA | LICHINGA | Bairro Cimento |  | S13 18.203 | E35 14.767 | 315 | 11KV | 400V | 3 | 2005 | ABB | 16589 | 840 | 45 | 627.2 | 212.8 | 212800 |  | 33 | 42 | 42000 | 798 | 2.222% | 17.7333 | 230.5333 | 609.4667
10141103 | GMT | TRANSFORMADOR | PTS1002 | TRANSFORMADOR MARCA:ABB LICHINGA PTS1002 |  | LICHINGA | LICHINGA | Bairro Cimento |  | S13 18.415 | E35 14.764 | 500 | 11KV | 400V | 3 | 2005 | ABB | 16872 | 1016 | 45 | 758.6133 | 257.3867 | 257386.6667 |  | 33 | 50.8 | 50800 | 965.2 | 2.222% | 21.4489 | 278.8356 | 737.1644
10141103 | GMT | TRANSFORMADOR | PTS1003 | TRANSFORMADOR MARCA:ABB LICHINGA PTS1003 |  | LICHINGA | LICHINGA | Bairro Nzinge |  | S13 19.011 | E35 14.616 | 250 | 11KV | 400V | 3 | 2005 | ABB | T-27003 | 840 | 45 | 627.2 | 212.8 | 212800 |  | 33 | 42 | 42000 | 798 | 2.222% | 17.7333 | 230.5333 | 609.4667
10141103 | GMT | TRANSFORMADOR | PTS1008 | TRANSFORMADOR MARCA:EFACEC LICHINGA PTS1008 |  | LICHINGA | LICHINGA | Bairro Popular |  | S13 17.961 | E35 14.979 | 315 | 11KV | 400V | 3 | 2005 | EFACEC | K008418.02 | 840 | 45 | 627.2 | 212.8 | 212800 |  | 33 | 42 | 42000 | 798 | 2.222% | 17.7333 | 230.5333 | 609.4667
10141103 | GMT | TRANSFORMADOR | PTS1009 | TRANSFORMADOR MARCA:ALSTOM LICHINGA PTS1009 |  | LICHINGA | LICHINGA | Bairro Namacula |  | S13 17.838 | E35 15.482 | 100 | 11KV | 400V | 3 | 2005 | ALSTOM | 98391/01/02 | 763 | 45 | 569.7067 | 193.2933 | 193293.3333 |  | 33 | 38.15 | 38150 | 724.85 | 2.222% | 16.1078 | 209.4011 | 553.5989
10141103 | GMT | TRANSFORMADOR | PTS1010 | TRANSFORMADOR MARCA:ALSTOM LICHINGA PTS1010 |  | LICHINGA | LICHINGA | Bairro Sanjala |  | S13 17.075 | E35 14.274 | 315 | 11KV | 400V | 3 | 2005 | ALSTOM | 2899663 | 840 | 45 | 627.2 | 212.8 | 212800 |  | 33 | 42 | 42000 | 798 | 2.222% | 17.7333 | 230.5333 | 609.4667
10141103 | GMT | TRANSFORMADOR | PTS1011 | TRANSFORMADOR MARCA:Trasf. De Moc LICHINGA PTS1011 |  | LICHINGA | LICHINGA | Bairro Cimento |  | S13 17.890 | E35 14.699 | 315 | 11KV | 400V | 3 | 2005 | Trasf. De Moc | 898068 | 840 | 45 | 627.2 | 212.8 | 212800 |  | 33 | 42 | 42000 | 798 | 2.222% | 17.7333 | 230.5333 | 609.4667
10141103 | GMT | TRANSFORMADOR | PTS1022 | TRANSFORMADOR MARCA:ITB LICHINGA PTS1022 |  | LICHINGA | LICHINGA | Bairro Niassa 1 |  | S13 18.569 | E35 14.619 | 315 | 11KV | 400V | 3 | 2005 | ITB | 782600 | 840 | 45 | 627.2 | 212.8 | 212800 |  | 33 | 42 | 42000 | 798 | 2.222% | 17.7333 | 230.5333 | 609.4667
10141103 | GMT | TRANSFORMADOR | EG PTS5012 | TRANSFORMADOR MARCA:PME LICHINGA EG PTS5012 |  | LICHINGA | METANGULA | Mulembwe Residencia |  | S12 36.812 | E35 17.375 | 50 | 33KV | 400V | 3 | 2005 | PME | 50110407 | 643 | 45 | 480.1067 | 162.8933 | 162893.3333 |  | 33 | 32.15 | 32150 | 610.85 | 2.222% | 13.5744 | 176.4678 | 466.5322
10141103 | PMT | TRANSFORMADOR |  | TRANSFORMADOR MARCA:OZGUNEY SE-JINDAL | TETE | SE-JINDAL | MAGOE | DAQUE-C BASSA |  | 407916.637 | 8247823.798 | 50 | 33 | 0.4 | 3 | 2005 | OZGUNEY |  | 643 | 45 | 480.1067 | 162.8933 | 162893.3333 |  | 33 | 32.15 | 32150 | 610.85 | 2.222% | 13.5744 | 176.4678 | 466.5322
10141103 | PMT | TRANSFORMADOR |  | TRANSFORMADOR MARCA:PAUWELS SE-MWANZA/MALAWI | TETE | SE-MWANZA/MALAWI | ZOBUE | MISSAO |  | 654995.458 | 8275199.781 | 100 | 33 | 0.4 | 3 | 2005 | PAUWELS | T3E | 763 | 45 | 569.7067 | 193.2933 | 193293.3333 |  | 33 | 38.15 | 38150 | 724.85 | 2.222% | 16.1078 | 209.4011 | 553.5989
10141103 | PMT | TRANSFORMADOR | PTS20 | TRANSFORMADOR MARCA:EFACEC ANGOCHE PTS20 |  | ANGOCHE | ANGOCHE | MAHILE |  | 16°07.474 | 39°52.290 | 50 | 33KV | 400V | 3 | 2005 | EFACEC |  | 643 | 45 | 480.1067 | 162.8933 | 162893.3333 |  | 33 | 32.15 | 32150 | 610.85 | 2.222% | 13.5744 | 176.4678 | 466.5322
10141103 | PMT | TRANSFORMADOR | PTS 21 | TRANSFORMADOR MARCA:EFACEC ANGOCHE PTS 21 |  | ANGOCHE | ANGOCHE | NAMARRIPI |  | 16°05.592 | 39°54.223 | 50 | 33KV | 400V | 3 | 2005 | EFACEC |  | 643 | 45 | 480.1067 | 162.8933 | 162893.3333 |  | 33 | 32.15 | 32150 | 610.85 | 2.222% | 13.5744 | 176.4678 | 466.5322
10141103 | PMT | TRANSFORMADOR | PTS1004 | TRANSFORMADOR MARCA: LICHINGA PTS1004 |  | LICHINGA | LICHINGA | Bairro Nzinge |  | S13 19.124 | E35 15.162 | 200 | 11KV | 400V | 3 | 2005 |  |  | 572 | 45 | 427.0933 | 144.9067 | 144906.6667 |  | 33 | 28.6 | 28600 | 543.4 | 2.222% | 12.0756 | 156.9822 | 415.0178
10141103 | PMT | TRANSFORMADOR | PTS1005 | TRANSFORMADOR MARCA: LICHINGA PTS1005 |  | LICHINGA | LICHINGA | Bairro Chiuaula |  | S13 18.835 | E35 15.263 | 315 | 11KV | 400V | 3 | 2005 |  |  | 840 | 45 | 627.2 | 212.8 | 212800 |  | 33 | 42 | 42000 | 798 | 2.222% | 17.7333 | 230.5333 | 609.4667
10141103 | PMT | TRANSFORMADOR | PTS1006 | TRANSFORMADOR MARCA: LICHINGA PTS1006 |  | LICHINGA | LICHINGA | Bairro Popular |  | S13 17.949 | E35 15.080 | 315 | 11KV | 400V | 3 | 2005 |  |  | 840 | 45 | 627.2 | 212.8 | 212800 |  | 33 | 42 | 42000 | 798 | 2.222% | 17.7333 | 230.5333 | 609.4667
10141103 | PMT | TRANSFORMADOR | PTS1012 | TRANSFORMADOR MARCA: LICHINGA PTS1012 |  | LICHINGA | LICHINGA | Namacula |  | S13 17.287 | E35 14.960 | 315 | 11KV | 400V | 3 | 2005 |  |  | 840 | 45 | 627.2 | 212.8 | 212800 |  | 33 | 42 | 42000 | 798 | 2.222% | 17.7333 | 230.5333 | 609.4667
10141103 | PMT | TRANSFORMADOR | PTS1015 | TRANSFORMADOR MARCA: LICHINGA PTS1015 |  | LICHINGA | LICHINGA | Bairro Nzinge |  | S13 19.311 | E35 15.001 | 250 | 11KV | 400V | 3 | 2005 |  |  | 840 | 45 | 627.2 | 212.8 | 212800 |  | 33 | 42 | 42000 | 798 | 2.222% | 17.7333 | 230.5333 | 609.4667
10141103 | PMT | TRANSFORMADOR | PTS1016 | TRANSFORMADOR MARCA: LICHINGA PTS1016 |  | LICHINGA | LICHINGA | Bairro Chiuaula |  | S13 18.771 | E35 15.729 | 315 | 11KV | 400V | 3 | 2005 |  |  | 840 | 45 | 627.2 | 212.8 | 212800 |  | 33 | 42 | 42000 | 798 | 2.222% | 17.7333 | 230.5333 | 609.4667
10141103 | PMT | TRANSFORMADOR | PTS1017 | TRANSFORMADOR MARCA: LICHINGA PTS1017 |  | LICHINGA | LICHINGA | Bairro Lulimile |  | S13 19.990 | E35 14.970 | 100 | 33KV | 400V | 3 | 2005 |  |  | 763 | 45 | 569.7067 | 193.2933 | 193293.3333 |  | 33 | 38.15 | 38150 | 724.85 | 2.222% | 16.1078 | 209.4011 | 553.5989
10141103 | PMT | TRANSFORMADOR | PTS1018 | TRANSFORMADOR MARCA: LICHINGA PTS1018 |  | LICHINGA | LICHINGA | Bairro Cerâmica |  | S13 18.179 | E35 15.516 | 315 | 11KV | 400V | 3 | 2005 |  |  | 840 | 45 | 627.2 | 212.8 | 212800 |  | 33 | 42 | 42000 | 798 | 2.222% | 17.7333 | 230.5333 | 609.4667
10141103 | PMT | TRANSFORMADOR | PTS1019 | TRANSFORMADOR MARCA: LICHINGA PTS1019 |  | LICHINGA | LICHINGA | Bairro Sanjala |  | S13 16.293 | E35 14.064 | 200 | 33KV | 400V | 3 | 2005 |  |  | 991 | 45 | 739.9467 | 251.0533 | 251053.3333 |  | 33 | 49.55 | 49550 | 941.45 | 2.222% | 20.9211 | 271.9744 | 719.0256
10141103 | PMT | TRANSFORMADOR | PTS1021 | TRANSFORMADOR MARCA: LICHINGA PTS1021 |  | LICHINGA | LICHINGA | Bairro Namacula |  | S13 17.019 | E35 14.912 | 250 | 11KV | 400V | 3 | 2005 |  |  | 840 | 45 | 627.2 | 212.8 | 212800 |  | 33 | 42 | 42000 | 798 | 2.222% | 17.7333 | 230.5333 | 609.4667
10141103 | PMT | TRANSFORMADOR | PTS1024 | TRANSFORMADOR MARCA: LICHINGA PTS1024 |  | LICHINGA | LICHINGA | Bairro Assumane |  | S13 15.220 | E35 15.406 | 200 | 11KV | 400V | 3 | 2005 |  |  | 572 | 45 | 427.0933 | 144.9067 | 144906.6667 |  | 33 | 28.6 | 28600 | 543.4 | 2.222% | 12.0756 | 156.9822 | 415.0178
10141103 | PMT | TRANSFORMADOR | PTS1041 | TRANSFORMADOR MARCA: LICHINGA PTS1041 |  | LICHINGA | LICHINGA | Bairro Namacula |  | S13 17.417 | E35 17.311 | 250 | 33KV | 400V | 3 | 2005 |  |  | 991 | 45 | 739.9467 | 251.0533 | 251053.3333 |  | 33 | 49.55 | 49550 | 941.45 | 2.222% | 20.9211 | 271.9744 | 719.0256
10141103 | PMT | TRANSFORMADOR | PTS1042 | TRANSFORMADOR MARCA: LICHINGA PTS1042 |  | LICHINGA | LICHINGA | Bairro Cerâmica |  | S13 18.281 | E35 17.312 | 315 | 33KV | 400V | 3 | 2005 |  |  | 1039 | 45 | 775.7867 | 263.2133 | 263213.3333 |  | 33 | 51.95 | 51950 | 987.05 | 2.222% | 21.9344 | 285.1478 | 753.8522
10141103 | PMT | TRANSFORMADOR | PTS1043 | TRANSFORMADOR MARCA: LICHINGA PTS1043 |  | LICHINGA | LICHINGA | Bairro 23 Setembro |  | S13 19.749 | E35 17.313 | 200 | 33KV | 400V | 3 | 2005 |  |  | 991 | 45 | 739.9467 | 251.0533 | 251053.3333 |  | 33 | 49.55 | 49550 | 941.45 | 2.222% | 20.9211 | 271.9744 | 719.0256
10141103 | PMT | TRANSFORMADOR | PTS1044 | TRANSFORMADOR MARCA: LICHINGA PTS1044 |  | LICHINGA | LICHINGA | Bairro 23 Setembro |  | S13 19.120 | E35 17.314 | 315 | 33KV | 400V | 3 | 2005 |  |  | 1039 | 45 | 775.7867 | 263.2133 | 263213.3333 |  | 33 | 51.95 | 51950 | 987.05 | 2.222% | 21.9344 | 285.1478 | 753.8522
10141103 | PMT | TRANSFORMADOR | PTS1045 | TRANSFORMADOR MARCA: LICHINGA PTS1045 |  | LICHINGA | LICHINGA | Sanjala Guerra |  | S13 17.138 | E35 17.315 | 200 | 33KV | 400V | 3 | 2005 |  |  | 991 | 45 | 739.9467 | 251.0533 | 251053.3333 |  | 33 | 49.55 | 49550 | 941.45 | 2.222% | 20.9211 | 271.9744 | 719.0256
10141103 | PMT | TRANSFORMADOR | PTS1056 | TRANSFORMADOR MARCA: LICHINGA PTS1056 |  | LICHINGA | LICHINGA | Povoado Senjewe |  | S13 35.215 | E35 17.326 | 50 | 33KV | 400V | 3 | 2005 |  |  | 643 | 45 | 480.1067 | 162.8933 | 162893.3333 |  | 33 | 32.15 | 32150 | 610.85 | 2.222% | 13.5744 | 176.4678 | 466.5322
10141103 | PMT | TRANSFORMADOR | PTS1057 | TRANSFORMADOR MARCA: LICHINGA PTS1057 |  | LICHINGA | LICHINGA | Povoado Lione |  | S13 37.084 | E35 17.327 | 50 | 33KV | 400V | 3 | 2005 |  |  | 643 | 45 | 480.1067 | 162.8933 | 162893.3333 |  | 33 | 32.15 | 32150 | 610.85 | 2.222% | 13.5744 | 176.4678 | 466.5322
10141103 | PMT | TRANSFORMADOR | PTS1058 | TRANSFORMADOR MARCA: LICHINGA PTS1058 |  | LICHINGA | LICHINGA | Povoado Mapaco |  | S13 14.634 | E35 17.328 | 200 | 33KV | 400V | 3 | 2005 |  |  | 991 | 45 | 739.9467 | 251.0533 | 251053.3333 |  | 33 | 49.55 | 49550 | 941.45 | 2.222% | 20.9211 | 271.9744 | 719.0256
10141103 | PMT | TRANSFORMADOR | PTS1059 | TRANSFORMADOR MARCA: LICHINGA PTS1059 |  | LICHINGA | LICHINGA | Bairro Changanine |  | S13 20.016 | E35 17.329 | 100 | 33KV | 400V | 3 | 2005 |  |  | 763 | 45 | 569.7067 | 193.2933 | 193293.3333 |  | 33 | 38.15 | 38150 | 724.85 | 2.222% | 16.1078 | 209.4011 | 553.5989
10141103 | PMT | TRANSFORMADOR | PTS1062 | TRANSFORMADOR MARCA: LICHINGA PTS1062 |  | LICHINGA | LICHINGA | Bairro Namacula |  | S13 17.221 | E35 17.332 | 200 | 33KV | 400V | 3 | 2005 |  |  | 991 | 45 | 739.9467 | 251.0533 | 251053.3333 |  | 33 | 49.55 | 49550 | 941.45 | 2.222% | 20.9211 | 271.9744 | 719.0256
10141103 | PMT | TRANSFORMADOR | PTS1063 | TRANSFORMADOR MARCA: LICHINGA PTS1063 |  | LICHINGA | LICHINGA | Bairro Chiulugo |  | S13 17.454 | E35 17.333 | 50 | 33KV | 400V | 3 | 2005 |  |  | 643 | 45 | 480.1067 | 162.8933 | 162893.3333 |  | 33 | 32.15 | 32150 | 610.85 | 2.222% | 13.5744 | 176.4678 | 466.5322
10141103 | PMT | TRANSFORMADOR | PTS1064 | TRANSFORMADOR MARCA: LICHINGA PTS1064 |  | LICHINGA | LICHINGA | Bairro Muchenga |  | S13 18.308 | E35 17.334 | 200 | 11KV | 400V | 3 | 2005 |  |  | 572 | 45 | 427.0933 | 144.9067 | 144906.6667 |  | 33 | 28.6 | 28600 | 543.4 | 2.222% | 12.0756 | 156.9822 | 415.0178
10141103 | PMT | TRANSFORMADOR | PTS1067 | TRANSFORMADOR MARCA: LICHINGA PTS1067 |  | LICHINGA | LICHINGA | Bairro Muchenga |  | S13 18.616 | E35 17.337 | 200 | 11KV | 400V | 3 | 2005 |  |  | 572 | 45 | 427.0933 | 144.9067 | 144906.6667 |  | 33 | 28.6 | 28600 | 543.4 | 2.222% | 12.0756 | 156.9822 | 415.0178
10141103 | PMT | TRANSFORMADOR | PTS1070 | TRANSFORMADOR MARCA: LICHINGA PTS1070 |  | LICHINGA | LICHINGA | Bairro Massenger |  | S13 15.828 | E35 17.340 | 250 | 33KV | 400V | 3 | 2005 |  |  | 991 | 45 | 739.9467 | 251.0533 | 251053.3333 |  | 33 | 49.55 | 49550 | 941.45 | 2.222% | 20.9211 | 271.9744 | 719.0256
10141103 | PMT | TRANSFORMADOR | PTS1071 | TRANSFORMADOR MARCA: LICHINGA PTS1071 |  | LICHINGA | LICHINGA | Bairro Sanjala |  | S13 16.227 | E35 17.341 | 200 | 33KV | 400V | 3 | 2005 |  |  | 991 | 45 | 739.9467 | 251.0533 | 251053.3333 |  | 33 | 49.55 | 49550 | 941.45 | 2.222% | 20.9211 | 271.9744 | 719.0256
10141103 | PMT | TRANSFORMADOR | PTS1072 | TRANSFORMADOR MARCA: LICHINGA PTS1072 |  | LICHINGA | LICHINGA | Bairro Sanjala |  | S13 16.681 | E35 17.342 | 200 | 33KV | 400V | 3 | 2005 |  |  | 991 | 45 | 739.9467 | 251.0533 | 251053.3333 |  | 33 | 49.55 | 49550 | 941.45 | 2.222% | 20.9211 | 271.9744 | 719.0256
10141103 | PMT | TRANSFORMADOR | PTS1074 | TRANSFORMADOR MARCA: LICHINGA PTS1074 |  | LICHINGA | LICHINGA | Bairro Chiulucuto |  | S13 17.721 | E35 17.344 | 200 | 33KV | 400V | 3 | 2005 |  |  | 991 | 45 | 739.9467 | 251.0533 | 251053.3333 |  | 33 | 49.55 | 49550 | 941.45 | 2.222% | 20.9211 | 271.9744 | 719.0256
10141103 | PMT | TRANSFORMADOR | PTS1076 | TRANSFORMADOR MARCA: LICHINGA PTS1076 |  | LICHINGA | LICHINGA | Bairro Namacula |  | S13 17.057 | E35 17.346 | 160 | 33KV | 400V | 3 | 2005 |  |  | 991 | 45 | 739.9467 | 251.0533 | 251053.3333 |  | 33 | 49.55 | 49550 | 941.45 | 2.222% | 20.9211 | 271.9744 | 719.0256
10141103 | PMT | TRANSFORMADOR | PTS1078 | TRANSFORMADOR MARCA: LICHINGA PTS1078 |  | LICHINGA | LICHINGA | Bairro Chiuaula |  | S13 18.537 | E35 17.348 | 100 | 11KV | 400V | 3 | 2005 |  |  | 445 | 45 | 332.2667 | 112.7333 | 112733.3333 |  | 33 | 22.25 | 22250 | 422.75 | 2.222% | 9.3944 | 122.1278 | 322.8722
10141103 | PMT | TRANSFORMADOR | PTS1079 | TRANSFORMADOR MARCA: LICHINGA PTS1079 |  | LICHINGA | LICHINGA | Bairro Massenger |  | S13 14.609 | E35 17.349 | 315 | 33KV | 400V | 3 | 2005 |  |  | 1039 | 45 | 775.7867 | 263.2133 | 263213.3333 |  | 33 | 51.95 | 51950 | 987.05 | 2.222% | 21.9344 | 285.1478 | 753.8522
10141103 | PMT | TRANSFORMADOR | PTS1080 | TRANSFORMADOR MARCA: LICHINGA PTS1080 |  | LICHINGA | LICHINGA | Bairro Luchiringo |  | S13 18.688 | E35 17.350 | 250 | 11KV | 400V | 3 | 2005 |  |  | 840 | 45 | 627.2 | 212.8 | 212800 |  | 33 | 42 | 42000 | 798 | 2.222% | 17.7333 | 230.5333 | 609.4667
10141103 | PMT | TRANSFORMADOR | PTS1082 | TRANSFORMADOR MARCA: LICHINGA PTS1082 |  | LICHINGA | LICHINGA | Bairro Cerâmica |  | S13 18.524 | E35 17.352 | 250 | 11KV | 400V | 3 | 2005 |  |  | 840 | 45 | 627.2 | 212.8 | 212800 |  | 33 | 42 | 42000 | 798 | 2.222% | 17.7333 | 230.5333 | 609.4667
10141103 | PMT | TRANSFORMADOR | PTS1084 | TRANSFORMADOR MARCA: LICHINGA PTS1084 |  | LICHINGA | LICHINGA | Bairro Namacula |  | S13.29042 | E35 17.354 | 160 | 11KV | 400V | 3 | 2005 |  |  | 572 | 45 | 427.0933 | 144.9067 | 144906.6667 |  | 33 | 28.6 | 28600 | 543.4 | 2.222% | 12.0756 | 156.9822 | 415.0178
10141103 | PMT | TRANSFORMADOR | EG PTS5001 | TRANSFORMADOR MARCA: LICHINGA EG PTS5001 |  | LICHINGA | METANGULA | Proximo ao Recinto da TDM |  | S12 42.020 | E35 17.364 | 160 | 33KV | 400V | 3 | 2005 |  |  | 991 | 45 | 739.9467 | 251.0533 | 251053.3333 |  | 33 | 49.55 | 49550 | 941.45 | 2.222% | 20.9211 | 271.9744 | 719.0256
10141103 | PMT | TRANSFORMADOR | EG PTS5002 | TRANSFORMADOR MARCA: LICHINGA EG PTS5002 |  | LICHINGA | METANGULA | Proximo da Base Naval |  | S12 41.929 | E35 17.365 | 315 | 33KV | 400V | 3 | 2005 |  |  | 1039 | 45 | 775.7867 | 263.2133 | 263213.3333 |  | 33 | 51.95 | 51950 | 987.05 | 2.222% | 21.9344 | 285.1478 | 753.8522
10141103 | PMT | TRANSFORMADOR | EG PTS5003 | TRANSFORMADOR MARCA: LICHINGA EG PTS5003 |  | LICHINGA | METANGULA | Em frente a EDM |  | S12 41.886 | E35 17.366 | 160 | 33KV | 400V | 3 | 2005 |  |  | 991 | 45 | 739.9467 | 251.0533 | 251053.3333 |  | 33 | 49.55 | 49550 | 941.45 | 2.222% | 20.9211 | 271.9744 | 719.0256
10141103 | PMT | TRANSFORMADOR | EG PTS5004 | TRANSFORMADOR MARCA: LICHINGA EG PTS5004 |  | LICHINGA | METANGULA | Proximo da Escola Esamo |  | S12 41.473 | E35 17.367 | 250 | 33KV | 400V | 3 | 2005 |  |  | 991 | 45 | 739.9467 | 251.0533 | 251053.3333 |  | 33 | 49.55 | 49550 | 941.45 | 2.222% | 20.9211 | 271.9744 | 719.0256
10141103 | PMT | TRANSFORMADOR | EG PTS5005 | TRANSFORMADOR MARCA: LICHINGA EG PTS5005 |  | LICHINGA | METANGULA | Bairro Seli, Proximo a escola Secundaria |  | S12 41.462 | E35 17.368 | 200 | 33KV | 400V | 3 | 2005 |  |  | 991 | 45 | 739.9467 | 251.0533 | 251053.3333 |  | 33 | 49.55 | 49550 | 941.45 | 2.222% | 20.9211 | 271.9744 | 719.0256
10141103 | PMT | TRANSFORMADOR | EG PTS5006 | TRANSFORMADOR MARCA: LICHINGA EG PTS5006 |  | LICHINGA | METANGULA | Proximo a Estrada principal |  | S12 41.545 | E35 17.369 | 160 | 33KV | 400V | 3 | 2005 |  |  | 991 | 45 | 739.9467 | 251.0533 | 251053.3333 |  | 33 | 49.55 | 49550 | 941.45 | 2.222% | 20.9211 | 271.9744 | 719.0256
10141103 | PMT | TRANSFORMADOR | EG PTS5007 | TRANSFORMADOR MARCA: LICHINGA EG PTS5007 |  | LICHINGA | METANGULA | Metangula - Proximo ao mercado ma'ome |  | S12 41.690 | E35 17.370 | 160 | 33KV | 400V | 3 | 2005 |  |  | 991 | 45 | 739.9467 | 251.0533 | 251053.3333 |  | 33 | 49.55 | 49550 | 941.45 | 2.222% | 20.9211 | 271.9744 | 719.0256
10141103 | PMT | TRANSFORMADOR | EG PTS5008 | TRANSFORMADOR MARCA: LICHINGA EG PTS5008 |  | LICHINGA | METANGULA | Chuanga - Catawala praia |  | S12 38.237 | E35 17.371 | 160 | 33KV | 400V | 3 | 2005 |  |  | 991 | 45 | 739.9467 | 251.0533 | 251053.3333 |  | 33 | 49.55 | 49550 | 941.45 | 2.222% | 20.9211 | 271.9744 | 719.0256
10141103 | PMT | TRANSFORMADOR | EG PTS5009 | TRANSFORMADOR MARCA: LICHINGA EG PTS5009 |  | LICHINGA | METANGULA | Chuanga Escola |  | S12 37.961 | E35 17.372 | 160 | 33KV | 400V | 3 | 2005 |  |  | 991 | 45 | 739.9467 | 251.0533 | 251053.3333 |  | 33 | 49.55 | 49550 | 941.45 | 2.222% | 20.9211 | 271.9744 | 719.0256
10141103 | PMT | TRANSFORMADOR | EG PTS5010 | TRANSFORMADOR MARCA: LICHINGA EG PTS5010 |  | LICHINGA | METANGULA | Messumba |  | S12 37.016 | E35 17.373 | 160 | 33KV | 400V | 3 | 2005 |  |  | 991 | 45 | 739.9467 | 251.0533 | 251053.3333 |  | 33 | 49.55 | 49550 | 941.45 | 2.222% | 20.9211 | 271.9744 | 719.0256
10141103 | PMT | TRANSFORMADOR | EG PTS5011 | TRANSFORMADOR MARCA: LICHINGA EG PTS5011 |  | LICHINGA | METANGULA | Capweleza |  | S12 36.771 | E35 17.374 | 50 | 33KV | 400V | 3 | 2005 |  |  | 643 | 45 | 480.1067 | 162.8933 | 162893.3333 |  | 33 | 32.15 | 32150 | 610.85 | 2.222% | 13.5744 | 176.4678 | 466.5322
10141103 | PMT | TRANSFORMADOR | EG PTS5013 | TRANSFORMADOR MARCA: LICHINGA EG PTS5013 |  | LICHINGA | METANGULA | Michumwa estrada |  | S12 36.639 | E35 17.376 | 160 | 33KV | 400V | 3 | 2005 |  |  | 991 | 45 | 739.9467 | 251.0533 | 251053.3333 |  | 33 | 49.55 | 49550 | 941.45 | 2.222% | 20.9211 | 271.9744 | 719.0256
10141103 | PMT | TRANSFORMADOR | EG PTS5014 | TRANSFORMADOR MARCA: LICHINGA EG PTS5014 |  | LICHINGA | METANGULA | Escola Michumwa |  | S12 37.160 | E35 17.377 | 50 | 33KV | 400V | 3 | 2005 |  |  | 643 | 45 | 480.1067 | 162.8933 | 162893.3333 |  | 33 | 32.15 | 32150 | 610.85 | 2.222% | 13.5744 | 176.4678 | 466.5322
10141103 | PMT | TRANSFORMADOR | EG PTS5015 | TRANSFORMADOR MARCA: LICHINGA EG PTS5015 |  | LICHINGA | METANGULA | Ngongo |  | S12 36.618 | E35 17.378 | 50 | 33KV | 400V | 3 | 2005 |  |  | 643 | 45 | 480.1067 | 162.8933 | 162893.3333 |  | 33 | 32.15 | 32150 | 610.85 | 2.222% | 13.5744 | 176.4678 | 466.5322
10141103 | PMT | TRANSFORMADOR | EG PTS5016 | TRANSFORMADOR MARCA: LICHINGA EG PTS5016 |  | LICHINGA | METANGULA | Maniamba |  | S12 45.706 | E35 17.379 | 100 | 33KV | 400V | 3 | 2005 |  |  | 763 | 45 | 569.7067 | 193.2933 | 193293.3333 |  | 33 | 38.15 | 38150 | 724.85 | 2.222% | 16.1078 | 209.4011 | 553.5989
10141103 | PMT | TRANSFORMADOR | EG PTS5017 | TRANSFORMADOR MARCA: LICHINGA EG PTS5017 |  | LICHINGA | METANGULA | Maniamba Mercado |  | S12 45.545 | E35 17.380 | 160 | 33KV | 400V | 3 | 2005 |  |  | 991 | 45 | 739.9467 | 251.0533 | 251053.3333 |  | 33 | 49.55 | 49550 | 941.45 | 2.222% | 20.9211 | 271.9744 | 719.0256
10141103 | PMT | TRANSFORMADOR | EG PTS5018 | TRANSFORMADOR MARCA: LICHINGA EG PTS5018 |  | LICHINGA | METANGULA | Mondué Messumba |  | S12 35.795 | E35 17.381 | 100 | 33KV | 400V | 3 | 2005 |  |  | 763 | 45 | 569.7067 | 193.2933 | 193293.3333 |  | 33 | 38.15 | 38150 | 724.85 | 2.222% | 16.1078 | 209.4011 | 553.5989
10141103 | PMT | TRANSFORMADOR | EG PTS5019 | TRANSFORMADOR MARCA: LICHINGA EG PTS5019 |  | LICHINGA | METANGULA | Chipile |  | S12 42.544 | E35 17.382 | 100 | 33KV | 400V | 3 | 2005 |  |  | 763 | 45 | 569.7067 | 193.2933 | 193293.3333 |  | 33 | 38.15 | 38150 | 724.85 | 2.222% | 16.1078 | 209.4011 | 553.5989
10141103 | PMT | TRANSFORMADOR | EG PTS5020 | TRANSFORMADOR MARCA: LICHINGA EG PTS5020 |  | LICHINGA | METANGULA | Micucue |  | S12 43.242 | E35 17.383 | 100 | 33KV | 400V | 3 | 2005 |  |  | 763 | 45 | 569.7067 | 193.2933 | 193293.3333 |  | 33 | 38.15 | 38150 | 724.85 | 2.222% | 16.1078 | 209.4011 | 553.5989
10141103 | PMT | TRANSFORMADOR | EG PTS5021 | TRANSFORMADOR MARCA: LICHINGA EG PTS5021 |  | LICHINGA | METANGULA | Micuio |  | S12 43.409 | E35 17.384 | 160 | 33KV | 400V | 3 | 2005 |  |  | 991 | 45 | 739.9467 | 251.0533 | 251053.3333 |  | 33 | 49.55 | 49550 | 941.45 | 2.222% | 20.9211 | 271.9744 | 719.0256
10141103 | PMT | TRANSFORMADOR | EG PTS5022 | TRANSFORMADOR MARCA: LICHINGA EG PTS5022 |  | LICHINGA | METANGULA | Metangula |  | S12 40.883 | E35 17.385 | 50 | 33KV | 400V | 3 | 2005 |  |  | 643 | 45 | 480.1067 | 162.8933 | 162893.3333 |  | 33 | 32.15 | 32150 | 610.85 | 2.222% | 13.5744 | 176.4678 | 466.5322
10141103 | PMT | TRANSFORMADOR | EG PTS5023 | TRANSFORMADOR MARCA: LICHINGA EG PTS5023 |  | LICHINGA | METANGULA | Micala |  | S12 39.525 | E35 17.386 | 100 | 33KV | 400V | 3 | 2005 |  |  | 763 | 45 | 569.7067 | 193.2933 | 193293.3333 |  | 33 | 38.15 | 38150 | 724.85 | 2.222% | 16.1078 | 209.4011 | 553.5989
10141103 | PMT | TRANSFORMADOR | EG PTS5024 | TRANSFORMADOR MARCA: LICHINGA EG PTS5024 |  | LICHINGA | METANGULA | Mambele |  | S12 36.000 | E35 17.387 | 50 | 33KV | 400V | 3 | 2005 |  |  | 643 | 45 | 480.1067 | 162.8933 | 162893.3333 |  | 33 | 32.15 | 32150 | 610.85 | 2.222% | 13.5744 | 176.4678 | 466.5322
10141103 | PMT | TRANSFORMADOR | EG PTS5025 | TRANSFORMADOR MARCA: LICHINGA EG PTS5025 |  | LICHINGA | METANGULA | Mefululuchi |  | S12 35.036 | E35 17.388 | 100 | 33KV | 400V | 3 | 2005 |  |  | 763 | 45 | 569.7067 | 193.2933 | 193293.3333 |  | 33 | 38.15 | 38150 | 724.85 | 2.222% | 16.1078 | 209.4011 | 553.5989
10141103 | PMT | TRANSFORMADOR | EG PTS5026 | TRANSFORMADOR MARCA: LICHINGA EG PTS5026 |  | LICHINGA | METANGULA | Lissesse |  | S12 34.225 | E35 17.389 | 100 | 33KV | 400V | 3 | 2005 |  |  | 763 | 45 | 569.7067 | 193.2933 | 193293.3333 |  | 33 | 38.15 | 38150 | 724.85 | 2.222% | 16.1078 | 209.4011 | 553.5989
10141103 | PMT | TRANSFORMADOR | EG PTS5027 | TRANSFORMADOR MARCA: LICHINGA EG PTS5027 |  | LICHINGA | METANGULA | Lifutichi |  | S12 32.955 | E35 17.390 | 100 | 33KV | 400V | 3 | 2005 |  |  | 763 | 45 | 569.7067 | 193.2933 | 193293.3333 |  | 33 | 38.15 | 38150 | 724.85 | 2.222% | 16.1078 | 209.4011 | 553.5989
10141103 | PMT | TRANSFORMADOR | EG PTS5028 | TRANSFORMADOR MARCA: LICHINGA EG PTS5028 |  | LICHINGA | METANGULA | Tulo Escola |  | S12 32.003 | E35 17.391 | 100 | 33KV | 400V | 3 | 2005 |  |  | 763 | 45 | 569.7067 | 193.2933 | 193293.3333 |  | 33 | 38.15 | 38150 | 724.85 | 2.222% | 16.1078 | 209.4011 | 553.5989
10141103 | PMT | TRANSFORMADOR | EG PTS5029 | TRANSFORMADOR MARCA: LICHINGA EG PTS5029 |  | LICHINGA | METANGULA | Tulo Rio |  | S12 31.326 | E35 17.392 | 32 | 33KV | 400V | 3 | 2005 |  |  | 643 | 45 | 480.1067 | 162.8933 | 162893.3333 |  | 33 | 32.15 | 32150 | 610.85 | 2.222% | 13.5744 | 176.4678 | 466.5322
10141103 | PMT | TRANSFORMADOR | EG PTS9001 | TRANSFORMADOR MARCA: LICHINGA EG PTS9001 |  | LICHINGA | LICHINGA | Malulu - Hopsital |  | S12 56.657 | E35 17.401 | 100 | 33KV | 400V | 3 | 2005 |  |  | 763 | 45 | 569.7067 | 193.2933 | 193293.3333 |  | 33 | 38.15 | 38150 | 724.85 | 2.222% | 16.1078 | 209.4011 | 553.5989
10141103 | PMT | TRANSFORMADOR | EG PTS9002 | TRANSFORMADOR MARCA: LICHINGA EG PTS9002 |  | LICHINGA | LICHINGA | Malulu - Paragem |  | S12 56.695 | E35 17.402 | 100 | 33KV | 400V | 3 | 2005 |  |  | 763 | 45 | 569.7067 | 193.2933 | 193293.3333 |  | 33 | 38.15 | 38150 | 724.85 | 2.222% | 16.1078 | 209.4011 | 553.5989
10141103 | PMT | TRANSFORMADOR | EG PTS9003 | TRANSFORMADOR MARCA: LICHINGA EG PTS9003 |  | LICHINGA | LICHINGA | Unango - Sanga da Unilurio |  | S12 52.736 | E35 17.403 | 315 | 33KV | 400V | 3 | 2005 |  |  | 1039 | 45 | 775.7867 | 263.2133 | 263213.3333 |  | 33 | 51.95 | 51950 | 987.05 | 2.222% | 21.9344 | 285.1478 | 753.8522
10141103 | PMT | TRANSFORMADOR | EG PTS9004 | TRANSFORMADOR MARCA: LICHINGA EG PTS9004 |  | LICHINGA | LICHINGA | Ngongote |  | S12 59.774 | E35 17.404 | 50 | 33KV | 400V | 3 | 2005 |  |  | 643 | 45 | 480.1067 | 162.8933 | 162893.3333 |  | 33 | 32.15 | 32150 | 610.85 | 2.222% | 13.5744 | 176.4678 | 466.5322
10141103 | PMT | TRANSFORMADOR | EG PTS9005 | TRANSFORMADOR MARCA: LICHINGA EG PTS9005 |  | LICHINGA | LICHINGA | Nanssenhenge |  | S13 02.444 | E35 17.405 | 100 | 33KV | 400V | 3 | 2005 |  |  | 763 | 45 | 569.7067 | 193.2933 | 193293.3333 |  | 33 | 38.15 | 38150 | 724.85 | 2.222% | 16.1078 | 209.4011 | 553.5989
10141103 | PMT | TRANSFORMADOR | EG PTS9006 | TRANSFORMADOR MARCA: LICHINGA EG PTS9006 |  | LICHINGA | LICHINGA | Bagarrila |  | S13 05.709 | E35 17.406 | 50 | 33KV | 400V | 3 | 2005 |  |  | 643 | 45 | 480.1067 | 162.8933 | 162893.3333 |  | 33 | 32.15 | 32150 | 610.85 | 2.222% | 13.5744 | 176.4678 | 466.5322
10141103 | PMT | TRANSFORMADOR | EG PTS9007 | TRANSFORMADOR MARCA: LICHINGA EG PTS9007 |  | LICHINGA | LICHINGA | Mbemba |  | S13 04.346 | E35 17.407 | 50 | 33KV | 400V | 3 | 2005 |  |  | 643 | 45 | 480.1067 | 162.8933 | 162893.3333 |  | 33 | 32.15 | 32150 | 610.85 | 2.222% | 13.5744 | 176.4678 | 466.5322
10141103 | PMT | TRANSFORMADOR | EG PTS9008 | TRANSFORMADOR MARCA: LICHINGA EG PTS9008 |  | LICHINGA | LICHINGA | ADPP |  | S13 05.161 | E35 17.408 | 50 | 33KV | 400V | 3 | 2005 |  |  | 643 | 45 | 480.1067 | 162.8933 | 162893.3333 |  | 33 | 32.15 | 32150 | 610.85 | 2.222% | 13.5744 | 176.4678 | 466.5322
10141103 | PMT | TRANSFORMADOR | EG PTS9009 | TRANSFORMADOR MARCA: LICHINGA EG PTS9009 |  | LICHINGA | LICHINGA | Chilepitangongo |  | S13 04.721 | E35 17.409 | 50 | 33KV | 400V | 3 | 2005 |  |  | 643 | 45 | 480.1067 | 162.8933 | 162893.3333 |  | 33 | 32.15 | 32150 | 610.85 | 2.222% | 13.5744 | 176.4678 | 466.5322
10141103 | PMT | TRANSFORMADOR | EG PTS9010 | TRANSFORMADOR MARCA: LICHINGA EG PTS9010 |  | LICHINGA | LICHINGA | Licole |  | S13 07.337 | E35 17.410 | 50 | 33KV | 400V | 3 | 2005 |  |  | 643 | 45 | 480.1067 | 162.8933 | 162893.3333 |  | 33 | 32.15 | 32150 | 610.85 | 2.222% | 13.5744 | 176.4678 | 466.5322
10141103 | PMT | TRANSFORMADOR | EG PTS9011 | TRANSFORMADOR MARCA: LICHINGA EG PTS9011 |  | LICHINGA | LICHINGA | Lipende |  | S13 02.613 | E35 17.411 | 50 | 33KV | 400V | 3 | 2005 |  |  | 643 | 45 | 480.1067 | 162.8933 | 162893.3333 |  | 33 | 32.15 | 32150 | 610.85 | 2.222% | 13.5744 | 176.4678 | 466.5322
10141103 | PMT | TRANSFORMADOR | EG PTS9012 | TRANSFORMADOR MARCA: LICHINGA EG PTS9012 |  | LICHINGA | LICHINGA | Lipende |  | S13 02.451 | E35 17.412 | 50 | 33KV | 400V | 3 | 2005 |  |  | 643 | 45 | 480.1067 | 162.8933 | 162893.3333 |  | 33 | 32.15 | 32150 | 610.85 | 2.222% | 13.5744 | 176.4678 | 466.5322
10141103 | PMT | TRANSFORMADOR | EG PTS9013 | TRANSFORMADOR MARCA: LICHINGA EG PTS9013 |  | LICHINGA | LICHINGA | Bandeze - Mercado |  | S12 54.466 | E35 17.413 | 100 | 33KV | 400V | 3 | 2005 |  |  | 763 | 45 | 569.7067 | 193.2933 | 193293.3333 |  | 33 | 38.15 | 38150 | 724.85 | 2.222% | 16.1078 | 209.4011 | 553.5989
10141103 | PMT | TRANSFORMADOR | EG PTS9014 | TRANSFORMADOR MARCA: LICHINGA EG PTS9014 |  | LICHINGA | LICHINGA | Bandeze - Escola |  | S12 54.232 | E35 17.414 | 100 | 33KV | 400V | 3 | 2005 |  |  | 763 | 45 | 569.7067 | 193.2933 | 193293.3333 |  | 33 | 38.15 | 38150 | 724.85 | 2.222% | 16.1078 | 209.4011 | 553.5989
10141103 | PMT | TRANSFORMADOR | EG PTS9015 | TRANSFORMADOR MARCA: LICHINGA EG PTS9015 |  | LICHINGA | LICHINGA | Bandeze - Chikwete |  | S12 52.749 | E35 17.415 | 32 | 33KV | 400V | 3 | 2005 |  |  | 643 | 45 | 480.1067 | 162.8933 | 162893.3333 |  | 33 | 32.15 | 32150 | 610.85 | 2.222% | 13.5744 | 176.4678 | 466.5322
10141103 | PMT | TRANSFORMADOR | EG PTS9016 | TRANSFORMADOR MARCA: LICHINGA EG PTS9016 |  | LICHINGA | LICHINGA | Miala |  | S12 56.237 | E35 17.416 | 100 | 33KV | 400V | 3 | 2005 |  |  | 763 | 45 | 569.7067 | 193.2933 | 193293.3333 |  | 33 | 38.15 | 38150 | 724.85 | 2.222% | 16.1078 | 209.4011 | 553.5989
10141103 | PMT | TRANSFORMADOR | EG PTS9017 | TRANSFORMADOR MARCA: LICHINGA EG PTS9017 |  | LICHINGA | LICHINGA | Malemia - Proximo ao Centro de saúde |  | S13 00.608 | E35 17.417 | 100 | 33KV | 400V | 3 | 2005 |  |  | 763 | 45 | 569.7067 | 193.2933 | 193293.3333 |  | 33 | 38.15 | 38150 | 724.85 | 2.222% | 16.1078 | 209.4011 | 553.5989
10141103 | PMT | TRANSFORMADOR | EG PTS9018 | TRANSFORMADOR MARCA: LICHINGA EG PTS9018 |  | LICHINGA | LICHINGA | Malemia |  | S13 00.899 | E35 17.418 | 100 | 33KV | 400V | 3 | 2005 |  |  | 763 | 45 | 569.7067 | 193.2933 | 193293.3333 |  | 33 | 38.15 | 38150 | 724.85 | 2.222% | 16.1078 | 209.4011 | 553.5989
10141103 | PMT | TRANSFORMADOR | PT206 | TRANSFORMADOR MARCA:Efacec PT206 PT206 | Centro Prisional Savane | PT206 | BEIRA | SOFALA |  | 698232 | 7813176.7 | 100 | 22 | 0.4 | 3 | 2005 | Efacec | CEI60076 | 445 | 45 | 332.2667 | 112.7333 | 112733.3333 |  | 33 | 22.25 | 22250 | 422.75 | 2.222% | 9.3944 | 122.1278 | 322.8722
10141103 | PMT | TRANSFORMADOR | AGVDZ/PT4 | TRANSFORMADOR MARCA:EFACEC AGVDZ/PT4 AGVDZ/PT4 | Bairro Chimuanandimae | AGVDZ/PT4 | VANDUZI | MANICA |  | S18 57 38,5 | E033 16 07,1 | 200 | 22 | 0.4 | 3 | 2005 | EFACEC | 1436 | 572 | 45 | 427.0933 | 144.9067 | 144906.6667 |  | 33 | 28.6 | 28600 | 543.4 | 2.222% | 12.0756 | 156.9822 | 415.0178
10141103 | PMT | TRANSFORMADOR | PTS 856 | TRANSFORMADOR MARCA:ABB PTS 856 PTS 856 |  | PTS 856 | Matola | Fomento |  | 32.485372 | -25.932257 | 160 | 33 | 0.4 | 3Ø | 2005 | ABB | T-24393 | 991 | 45 | 739.9467 | 251.0533 | 251053.3333 |  | 33 | 49.55 | 49550 | 941.45 | 2.222% | 20.9211 | 271.9744 | 719.0256
10141103 | PMT | TRANSFORMADOR | PTS 1064 | TRANSFORMADOR MARCA:DPM PTS 1064 PTS 1064 |  | PTS 1064 | Boane | Soreis |  | 32.873577 | -25.217820 | 25 | 33 | 0.4 | 3Ø | 2005 | DPM | 10521802/01 | 643 | 45 | 480.1067 | 162.8933 | 162893.3333 |  | 33 | 32.15 | 32150 | 610.85 | 2.222% | 13.5744 | 176.4678 | 466.5322
10141103 | PMT | TRANSFORMADOR | PT 41R | TRANSFORMADOR MARCA:Desta Power Malta PT 41R | Guava |  | Maputo |  |  | 32,6146518 | -25,8547529 | 500 | 33 | 0.4 | 3Φ | 2005 | Desta Power Malta | 30553701/01 | 1200 | 45 | 896 | 304 | 304000 |  | 33 | 60 | 60000 | 1140 | 2.222% | 25.3333 | 329.3333 | 870.6667
10141103 | PMT | TRANSFORMADOR | PT 35 RG | TRANSFORMADOR MARCA:Desta Power Malta PT 35 RG | Vilankulo |  | Inhambane |  |  | 35,3038148 | -22,0216112 | 50 | 11 | 0.415 | 3Φ | 2005 | Desta Power Malta | DC0007/2283 | 381 | 45 | 284.48 | 96.52 | 96520 |  | 33 | 19.05 | 19050 | 361.95 | 2.222% | 8.0433 | 104.5633 | 276.4367
10141103 | PMT | TRANSFORMADOR | PT 16 RG | TRANSFORMADOR MARCA:Desta Power Malta PT 16 RG | Vilankulo |  | Inhambane |  |  | 35,3183762 | -21,9830955 | 50 | 11 | 0.415 | 3Φ | 2005 | Desta Power Malta | DC0007/2291 | 381 | 45 | 284.48 | 96.52 | 96520 |  | 33 | 19.05 | 19050 | 361.95 | 2.222% | 8.0433 | 104.5633 | 276.4367
10141103 | PMT | TRANSFORMADOR | PTS 15 | TRANSFORMADOR MARCA:Efacec PTS 15 |  |  | Inherrime |  |  | 35,02672 | -24,46367 | 200 | 33 | 0.4 | 3Φ | 2005 | Efacec | L000321.03 | 991 | 45 | 739.9467 | 251.0533 | 251053.3333 |  | 33 | 49.55 | 49550 | 941.45 | 2.222% | 20.9211 | 271.9744 | 719.0256
10141103 | PMT | TRANSFORMADOR | AGXX/PTS0047 | TRANSFORMADOR MARCA:EFACEC AGXX/PTS0047 AGXX/PTS0047 | Central Eletrica /Supermer | AGXX/PTS0047 | DA CIDADE DE XAI-XAI | Gaza |  | 25º 02.958 | 033º 38.707 | 630 | 11 | 0.4 | 3 | 2005 | EFACEC | L000325.02 | 1016 | 45 | 758.6133 | 257.3867 | 257386.6667 |  | 33 | 50.8 | 50800 | 965.2 | 2.222% | 21.4489 | 278.8356 | 737.1644
10141103 | PMT | TRANSFORMADOR | AGXX/PTS0351 | TRANSFORMADOR MARCA:EFACEC AGXX/PTS0351 AGXX/PTS0351 | Bairro 6 Inhamissa - Djasse | AGXX/PTS0351 | Gaza | Gaza |  | 25º 04.489 | 033º 41.968 | 100 | 11 | 0.4 | 3 | 2005 | EFACEC | L000219.06 | 445 | 45 | 332.2667 | 112.7333 | 112733.3333 |  | 33 | 22.25 | 22250 | 422.75 | 2.222% | 9.3944 | 122.1278 | 322.8722
10141103 | PMT | TRANSFORMADOR | AGCDG/PTS0132 | TRANSFORMADOR MARCA:EFACEC AGCDG/PTS0132 AGCDG/PTS0132 | Inkadine | AGCDG/PTS0132 | GESTÃO - USC DE CHIDENGUELE | Gaza |  | 24º 54.685 | 034º 02.454 | 160 | 33 | 0.4 | 3 | 2005 | EFACEC | L000320.01 | 991 | 45 | 739.9467 | 251.0533 | 251053.3333 |  | 33 | 49.55 | 49550 | 941.45 | 2.222% | 20.9211 | 271.9744 | 719.0256
10141103 | PMT | TRANSFORMADOR | AGCBT/PTS0217 | TRANSFORMADOR MARCA:EFACEC AGCBT/PTS0217 AGCBT/PTS0217 | Central | AGCBT/PTS0217 | GESTÃO ZSC DE CHIBUTO | Gaza |  | 24° 41.954 | 033° 31.819 | 630 | 33 | 0.4 | 3 | 2005 | EFACEC | L000325.02 | 1200 | 45 | 896 | 304 | 304000 |  | 33 | 60 | 60000 | 1140 | 2.222% | 25.3333 | 329.3333 | 870.6667
10141103 | PMT | TRANSFORMADOR |  | TRANSFORMADOR MARCA:TM PEMBA | AGPMB | PEMBA | PEMBA | Junto a Ponteca/Kufungo |  | 12°57.780' | 40° 29.195' | 160 | 11 | 0.4 | 3 | 2005 | TM | 895599 | 572 | 45 | 427.0933 | 144.9067 | 144906.6667 |  | 33 | 28.6 | 28600 | 543.4 | 2.222% | 12.0756 | 156.9822 | 415.0178
10141103 | PMT | TRANSFORMADOR |  | TRANSFORMADOR MARCA:MACE PEMBA | AGPMB | PEMBA | PEMBA | Kumilamba, Junto a Moageira |  | 12°57.641' | 40° 29.353' | 500 | 11 | 0.4 | 3 | 2005 | MACE | 22323 | 1016 | 45 | 758.6133 | 257.3867 | 257386.6667 |  | 33 | 50.8 | 50800 | 965.2 | 2.222% | 21.4489 | 278.8356 | 737.1644
10141103 | PMT | TRANSFORMADOR |  | TRANSFORMADOR MARCA:PowerTech PEMBA | AGPMB | PEMBA | PEMBA | Paquite Fontenaria |  | 12°57.641' | 40° 29.353' | 500 | 11 | 0.4 | 3 | 2005 | PowerTech | 20685901/02 | 1016 | 45 | 758.6133 | 257.3867 | 257386.6667 |  | 33 | 50.8 | 50800 | 965.2 | 2.222% | 21.4489 | 278.8356 | 737.1644
10141103 | PMT | TRANSFORMADOR |  | TRANSFORMADOR MARCA:BEST PEMBA | AGPMB | PEMBA | PEMBA | Comando da Marinha |  | 12°56.631' | 40° 29.323' | 315 | 11 | 0.4 | 3 | 2005 | BEST | 46363 | 840 | 45 | 627.2 | 212.8 | 212800 |  | 33 | 42 | 42000 | 798 | 2.222% | 17.7333 | 230.5333 | 609.4667
10141103 | PMT | TRANSFORMADOR |  | TRANSFORMADOR MARCA:PowerTech PEMBA | AGPMB | PEMBA | PEMBA | Paquite Edap |  | 12°57.725' | 40° 29.073' | 160 | 11 | 0.4 | 3 | 2005 | PowerTech | 20865201/05 | 572 | 45 | 427.0933 | 144.9067 | 144906.6667 |  | 33 | 28.6 | 28600 | 543.4 | 2.222% | 12.0756 | 156.9822 | 415.0178
10141103 | PMT | TRANSFORMADOR |  | TRANSFORMADOR MARCA:TUSCO TRAFO PEMBA | AGPMB | PEMBA | PEMBA | Capitania do Porto |  | 12°57.244' | 40° 29.895' | 250 | 11 | 0.4 | 3 | 2005 | TUSCO TRAFO | 496291 | 840 | 45 | 627.2 | 212.8 | 212800 |  | 33 | 42 | 42000 | 798 | 2.222% | 17.7333 | 230.5333 | 609.4667
10141103 | PMT | TRANSFORMADOR |  | TRANSFORMADOR MARCA:ITB PEMBA | AGPMB | PEMBA | PEMBA | Combinato Pesqueiro |  | 12°57.950' | 40° 29.059' | 50 | 11 | 0.4 | 3 | 2005 | ITB | 605674 | 381 | 45 | 284.48 | 96.52 | 96520 |  | 33 | 19.05 | 19050 | 361.95 | 2.222% | 8.0433 | 104.5633 | 276.4367
10141103 | PMT | TRANSFORMADOR |  | TRANSFORMADOR MARCA:ORMAZABAL PEMBA | AGPMB | PEMBA | PEMBA | Escadaria |  | 12°57.940' | 40° 29.272' | 250 | 11 | 0.4 | 3 | 2005 | ORMAZABAL | 256826 | 840 | 45 | 627.2 | 212.8 | 212800 |  | 33 | 42 | 42000 | 798 | 2.222% | 17.7333 | 230.5333 | 609.4667
10141103 | PMT | TRANSFORMADOR |  | TRANSFORMADOR MARCA:TSS PEMBA | AGPMB | PEMBA | PEMBA | Starfish |  | 12°57.821' | 40° 29.357' | 315 | 11 | 0.4 | 3 | 2005 | TSS | T17318 | 840 | 45 | 627.2 | 212.8 | 212800 |  | 33 | 42 | 42000 | 798 | 2.222% | 17.7333 | 230.5333 | 609.4667
10141103 | PMT | TRANSFORMADOR |  | TRANSFORMADOR MARCA:BEST PEMBA | AGPMB | PEMBA | PEMBA | Cinema Pemba |  | 12°59.476' | 40° 32.741 | 100 | 11 | 0.4 | 3 | 2005 | BEST | 46365 | 445 | 45 | 332.2667 | 112.7333 | 112733.3333 |  | 33 | 22.25 | 22250 | 422.75 | 2.222% | 9.3944 | 122.1278 | 322.8722
10141103 | PMT | TRANSFORMADOR |  | TRANSFORMADOR MARCA:BEST PEMBA | AGPMB | PEMBA | PEMBA | Gabinete do Governo |  | 12°57.862' | 40° 29.470' | 250 | 11 | 0.4 | 3 | 2005 | BEST | 46362 | 840 | 45 | 627.2 | 212.8 | 212800 |  | 33 | 42 | 42000 | 798 | 2.222% | 17.7333 | 230.5333 | 609.4667
10141103 | PMT | TRANSFORMADOR |  | TRANSFORMADOR MARCA:BEST PEMBA | AGPMB | PEMBA | PEMBA | Clube Pemba |  | 12°57.762' | 40° 29.268' | 500 | 11 | 0.4 | 3 | 2005 | BEST | 45374 | 1016 | 45 | 758.6133 | 257.3867 | 257386.6667 |  | 33 | 50.8 | 50800 | 965.2 | 2.222% | 21.4489 | 278.8356 | 737.1644
10141103 | PMT | TRANSFORMADOR |  | TRANSFORMADOR MARCA:BEST PEMBA | AGPMB | PEMBA | PEMBA | TDM Estação terrena |  | 12°57.723' | 40° 29.735' | 500 | 11 | 0.4 | 3 | 2005 | BEST | 46368 | 1016 | 45 | 758.6133 | 257.3867 | 257386.6667 |  | 33 | 50.8 | 50800 | 965.2 | 2.222% | 21.4489 | 278.8356 | 737.1644
10141103 | PMT | TRANSFORMADOR |  | TRANSFORMADOR MARCA:BEST PEMBA | AGPMB | PEMBA | PEMBA | Palacio do Governador |  | 12°57.323' | 40° 29.535' | 250 | 11 | 0.4 | 3 | 2005 | BEST | 46375 | 840 | 45 | 627.2 | 212.8 | 212800 |  | 33 | 42 | 42000 | 798 | 2.222% | 17.7333 | 230.5333 | 609.4667
10141103 | PMT | TRANSFORMADOR |  | TRANSFORMADOR MARCA:BEST PEMBA | AGPMB | PEMBA | PEMBA | TVM |  | 12°58.020' | 40° 29.933' | 500 | 11 | 0.4 | 3 | 2005 | BEST | 46376 | 1016 | 45 | 758.6133 | 257.3867 | 257386.6667 |  | 33 | 50.8 | 50800 | 965.2 | 2.222% | 21.4489 | 278.8356 | 737.1644
10141103 | PMT | TRANSFORMADOR |  | TRANSFORMADOR MARCA:BEST PEMBA | AGPMB | PEMBA | PEMBA | Hotel Cabo Delgado |  | 12°58.132' | 40° 29.981' | 250 | 11 | 0.4 | 3 | 2005 | BEST | 46372 | 840 | 45 | 627.2 | 212.8 | 212800 |  | 33 | 42 | 42000 | 798 | 2.222% | 17.7333 | 230.5333 | 609.4667
10141103 | PMT | TRANSFORMADOR |  | TRANSFORMADOR MARCA:BEST PEMBA | AGPMB | PEMBA | PEMBA | Rua XII |  | 12°57.833' | 40° 29.985' | 500 | 11 | 0.4 | 3 | 2005 | BEST | 46376 | 1016 | 45 | 758.6133 | 257.3867 | 257386.6667 |  | 33 | 50.8 | 50800 | 965.2 | 2.222% | 21.4489 | 278.8356 | 737.1644
10141103 | PMT | TRANSFORMADOR |  | TRANSFORMADOR MARCA:PowerTech PEMBA | AGPMB | PEMBA | PEMBA | Posto de Abastecimeto Exito 2 |  | 12°57.945' | 40° 30.129' | 500 | 11 | 0.4 | 3 | 2005 | PowerTech | 20717501/01 | 1016 | 45 | 758.6133 | 257.3867 | 257386.6667 |  | 33 | 50.8 | 50800 | 965.2 | 2.222% | 21.4489 | 278.8356 | 737.1644
10141103 | PMT | TRANSFORMADOR |  | TRANSFORMADOR MARCA:EFACEC PEMBA | AGPMB | PEMBA | PEMBA | Cemiterio |  | 12°58.020' | 40° 30.24' | 250 | 11 | 0.4 | 3 | 2005 | EFACEC | F000724.07 | 840 | 45 | 627.2 | 212.8 | 212800 |  | 33 | 42 | 42000 | 798 | 2.222% | 17.7333 | 230.5333 | 609.4667
10141103 | PMT | TRANSFORMADOR |  | TRANSFORMADOR MARCA:BEST PEMBA | AGPMB | PEMBA | PEMBA | Comando Militar |  | 12°58.220' | 40° 30.326' | 315 | 11 | 0.4 | 3 | 2005 | BEST | 43366 | 840 | 45 | 627.2 | 212.8 | 212800 |  | 33 | 42 | 42000 | 798 | 2.222% | 17.7333 | 230.5333 | 609.4667
10141103 | PMT | TRANSFORMADOR |  | TRANSFORMADOR MARCA:BEST PEMBA | AGPMB | PEMBA | PEMBA | Triunfo |  | 12°58.165' | 40° 30.596' | 250 | 11 | 0.4 | 3 | 2005 | BEST | 46366 | 840 | 45 | 627.2 | 212.8 | 212800 |  | 33 | 42 | 42000 | 798 | 2.222% | 17.7333 | 230.5333 | 609.4667
10141103 | PMT | TRANSFORMADOR |  | TRANSFORMADOR MARCA:BEST PEMBA | AGPMB | PEMBA | PEMBA | Osman Yacob - Zona Cimento |  | 12°57.833' | 40° 29.985' | 500 | 11 | 0.4 | 3 | 2005 | BEST | 46367 | 1016 | 45 | 758.6133 | 257.3867 | 257386.6667 |  | 33 | 50.8 | 50800 | 965.2 | 2.222% | 21.4489 | 278.8356 | 737.1644
10141103 | PMT | TRANSFORMADOR |  | TRANSFORMADOR MARCA:TM PEMBA | AGPMB | PEMBA | PEMBA | Chibuabura 1 |  | 12°58.021' | 40° 30.452' | 250 | 11 | 0.4 | 3 | 2005 | TM | 895567 | 840 | 45 | 627.2 | 212.8 | 212800 |  | 33 | 42 | 42000 | 798 | 2.222% | 17.7333 | 230.5333 | 609.4667
10141103 | PMT | TRANSFORMADOR |  | TRANSFORMADOR MARCA:TM PEMBA | AGPMB | PEMBA | PEMBA | 4 Casas de Educação |  | 12°57.408' | 40° 30.162' | 315 | 11 | 0.4 | 3 | 2005 | TM | 895600 | 840 | 45 | 627.2 | 212.8 | 212800 |  | 33 | 42 | 42000 | 798 | 2.222% | 17.7333 | 230.5333 | 609.4667
10141103 | PMT | TRANSFORMADOR |  | TRANSFORMADOR MARCA:BEST PEMBA | AGPMB | PEMBA | PEMBA | TDM Ingonane |  | 12°57.493' | 40° 29.974' | 315 | 11 | 0.4 | 3 | 2005 | BEST | 39755 | 840 | 45 | 627.2 | 212.8 | 212800 |  | 33 | 42 | 42000 | 798 | 2.222% | 17.7333 | 230.5333 | 609.4667
10141103 | PMT | TRANSFORMADOR |  | TRANSFORMADOR MARCA:DPM PEMBA | AGPMB | PEMBA | PEMBA | Educação |  | 12°57.068' | 40° 30.302' | 250 | 11 | 0.4 | 3 | 2005 | DPM | 30702601/01 | 840 | 45 | 627.2 | 212.8 | 212800 |  | 33 | 42 | 42000 | 798 | 2.222% | 17.7333 | 230.5333 | 609.4667
10141103 | PMT | TRANSFORMADOR |  | TRANSFORMADOR MARCA:PowerTech PEMBA | AGPMB | PEMBA | PEMBA | Ingonane Posto de Saude-01, Posto de Saude |  | 12°57.945' | 40° 30.129' | 500 | 11 | 0.4 | 3 | 2005 | PowerTech | 20865201/01 | 1016 | 45 | 758.6133 | 257.3867 | 257386.6667 |  | 33 | 50.8 | 50800 | 965.2 | 2.222% | 21.4489 | 278.8356 | 737.1644
10141103 | PMT | TRANSFORMADOR |  | TRANSFORMADOR MARCA:ITB PEMBA | AGPMB | PEMBA | PEMBA | Centro de F.P. Saúde |  | 12°57.484' | 40° 30.233' | 315 | 11 | 0.4 | 3 | 2005 | ITB | 702245 | 840 | 45 | 627.2 | 212.8 | 212800 |  | 33 | 42 | 42000 | 798 | 2.222% | 17.7333 | 230.5333 | 609.4667
10141103 | PMT | TRANSFORMADOR |  | TRANSFORMADOR MARCA:PowerTech PEMBA | AGPMB | PEMBA | PEMBA | Padaria Ratod |  | 12°57.507' | 40° 30.871' | 250 | 11 | 0.4 | 3 | 2005 | PowerTech | 20865201/03 | 840 | 45 | 627.2 | 212.8 | 212800 |  | 33 | 42 | 42000 | 798 | 2.222% | 17.7333 | 230.5333 | 609.4667
10141103 | PMT | TRANSFORMADOR |  | TRANSFORMADOR MARCA:TTSA PEMBA | AGPMB | PEMBA | PEMBA | Hinos |  | 12°57.484' | 40° 30.233' | 500 | 11 | 0.4 | 3 | 2005 | TTSA | 120E11010 | 1016 | 45 | 758.6133 | 257.3867 | 257386.6667 |  | 33 | 50.8 | 50800 | 965.2 | 2.222% | 21.4489 | 278.8356 | 737.1644
10141103 | PMT | TRANSFORMADOR |  | TRANSFORMADOR MARCA:TSS PEMBA | AGPMB | PEMBA | PEMBA | Banco único |  | 12°57.320' | 40° 30.556' | 200 | 11 | 0.4 | 3 | 2005 | TSS | T17271 | 572 | 45 | 427.0933 | 144.9067 | 144906.6667 |  | 33 | 28.6 | 28600 | 543.4 | 2.222% | 12.0756 | 156.9822 | 415.0178
10141103 | PMT | TRANSFORMADOR |  | TRANSFORMADOR MARCA:TM PEMBA | AGPMB | PEMBA | PEMBA | Barros |  | 12°57.795' | 40° 30.912' | 315 | 11 | 0.4 | 3 | 2005 | TM | 873994 | 840 | 45 | 627.2 | 212.8 | 212800 |  | 33 | 42 | 42000 | 798 | 2.222% | 17.7333 | 230.5333 | 609.4667
10141103 | PMT | TRANSFORMADOR |  | TRANSFORMADOR MARCA:ITB PEMBA | AGPMB | PEMBA | PEMBA | Meia Via |  | 12°57.850' | 40° 31.149' | 500 | 11 | 0.4 | 3 | 2005 | ITB | T-24413 | 1016 | 45 | 758.6133 | 257.3867 | 257386.6667 |  | 33 | 50.8 | 50800 | 965.2 | 2.222% | 21.4489 | 278.8356 | 737.1644
10141103 | PMT | TRANSFORMADOR |  | TRANSFORMADOR MARCA:BEST PEMBA | AGPMB | PEMBA | PEMBA | Deficientes fisicos (ADEMO) |  | 12°57.137' | 40° 30.012' | 250 | 11 | 0.4 | 3 | 2005 | BEST | 46378 | 840 | 45 | 627.2 | 212.8 | 212800 |  | 33 | 42 | 42000 | 798 | 2.222% | 17.7333 | 230.5333 | 609.4667
10141103 | PMT | TRANSFORMADOR |  | TRANSFORMADOR MARCA:PME PEMBA | AGPMB | PEMBA | PEMBA | Lioce |  | 12°58.237' | 40° 31.640' | 315 | 33 | 0.4 | 3 | 2005 | PME | 16011008 | 1039 | 45 | 775.7867 | 263.2133 | 263213.3333 |  | 33 | 51.95 | 51950 | 987.05 | 2.222% | 21.9344 | 285.1478 | 753.8522
10141103 | PMT | TRANSFORMADOR |  | TRANSFORMADOR MARCA:Tanalec PEMBA | AGPMB | PEMBA | PEMBA | Noviane 1 |  | 12°58.843' | 40° 31.551' | 400 | 33 | 0.4 | 3 | 2005 | Tanalec | 46349 | 1039 | 45 | 775.7867 | 263.2133 | 263213.3333 |  | 33 | 51.95 | 51950 | 987.05 | 2.222% | 21.9344 | 285.1478 | 753.8522
10141103 | PMT | TRANSFORMADOR |  | TRANSFORMADOR MARCA:TM PEMBA | AGPMB | PEMBA | PEMBA | Galp |  | 12°58.208' | 40° 30.798 | 160 | 33 | 0.4 | 3 | 2005 | TM | 1305013 | 991 | 45 | 739.9467 | 251.0533 | 251053.3333 |  | 33 | 49.55 | 49550 | 941.45 | 2.222% | 20.9211 | 271.9744 | 719.0256
10141103 | PMT | TRANSFORMADOR |  | TRANSFORMADOR MARCA:EFACEC PEMBA | AGPMB | PEMBA | PEMBA | Antigo Control - Fipag |  | 12°59.198' | 40° 31.801' | 160 | 33 | 0.4 | 3 | 2005 | EFACEC | F000437.06 | 991 | 45 | 739.9467 | 251.0533 | 251053.3333 |  | 33 | 49.55 | 49550 | 941.45 | 2.222% | 20.9211 | 271.9744 | 719.0256
10141103 | PMT | TRANSFORMADOR |  | TRANSFORMADOR MARCA:ALSTOM PEMBA | AGPMB | PEMBA | PEMBA | Alto Gingone - Mercado |  | 12°59.530' | 40° 32.95' | 315 | 33 | 0.4 | 3 | 2005 | ALSTOM | 02985/07/14 | 1039 | 45 | 775.7867 | 263.2133 | 263213.3333 |  | 33 | 51.95 | 51950 | 987.05 | 2.222% | 21.9344 | 285.1478 | 753.8522
10141103 | PMT | TRANSFORMADOR |  | TRANSFORMADOR MARCA:ITB PEMBA | AGPMB | PEMBA | PEMBA | Alto Gingone - Sede |  | 12°58.928' | 40° 32.199 | 160 | 33 | 0.4 | 3 | 2005 | ITB | T-29469 | 991 | 45 | 739.9467 | 251.0533 | 251053.3333 |  | 33 | 49.55 | 49550 | 941.45 | 2.222% | 20.9211 | 271.9744 | 719.0256
10141103 | PMT | TRANSFORMADOR |  | TRANSFORMADOR MARCA:EFACEC PEMBA | AGPMB | PEMBA | PEMBA | Gingone Expansão (Simoco) |  | 12°59.193' | 40° 32.179' | 160 | 33 | 0.4 | 3 | 2005 | EFACEC | K010495.01 | 991 | 45 | 739.9467 | 251.0533 | 251053.3333 |  | 33 | 49.55 | 49550 | 941.45 | 2.222% | 20.9211 | 271.9744 | 719.0256
10141103 | PMT | TRANSFORMADOR |  | TRANSFORMADOR MARCA:Astor PEMBA | AGPMB | PEMBA | PEMBA | Mahate Bairro |  | 13°01.191' | 40° 31.863 | 200 | 33 | 0.4 | 3 | 2005 | Astor | 17-02148 | 991 | 45 | 739.9467 | 251.0533 | 251053.3333 |  | 33 | 49.55 | 49550 | 941.45 | 2.222% | 20.9211 | 271.9744 | 719.0256
10141103 | PMT | TRANSFORMADOR |  | TRANSFORMADOR MARCA:BEST PEMBA | AGPMB | PEMBA | PEMBA | Praia de Wimbe |  | 12°58.934' | 40° 32.826' | 500 | 33 | 0.4 | 3 | 2005 | BEST | ILEGIVEL | 1200 | 45 | 896 | 304 | 304000 |  | 33 | 60 | 60000 | 1140 | 2.222% | 25.3333 | 329.3333 | 870.6667
10141103 | PMT | TRANSFORMADOR |  | TRANSFORMADOR MARCA:TUSCO TRAFO PEMBA | AGPMB | PEMBA | PEMBA | Maringanha Bairro |  | 12°58.366' | 40° 34.183' | 160 | 33 | 0.4 | 3 | 2005 | TUSCO TRAFO | 537099 | 991 | 45 | 739.9467 | 251.0533 | 251053.3333 |  | 33 | 49.55 | 49550 | 941.45 | 2.222% | 20.9211 | 271.9744 | 719.0256
10141103 | PMT | TRANSFORMADOR |  | TRANSFORMADOR MARCA:ITB PEMBA | AGPMB | PEMBA | PEMBA | Koba Bairro |  | 12°59.730' | 40° 33.972' | 50 | 33 | 0.4 | 3 | 2005 | ITB | 778765 | 643 | 45 | 480.1067 | 162.8933 | 162893.3333 |  | 33 | 32.15 | 32150 | 610.85 | 2.222% | 13.5744 | 176.4678 | 466.5322
10141103 | PMT | TRANSFORMADOR |  | TRANSFORMADOR MARCA:EFACEC PEMBA | AGPMB | PEMBA | PEMBA | Chuiba Bairro |  | 12°58.621' | 40° 33.685' | 160 | 33 | 0.4 | 3 | 2005 | EFACEC | ILEGIVEL | 991 | 45 | 739.9467 | 251.0533 | 251053.3333 |  | 33 | 49.55 | 49550 | 941.45 | 2.222% | 20.9211 | 271.9744 | 719.0256
10141103 | PMT | TRANSFORMADOR |  | TRANSFORMADOR MARCA:ABB PEMBA | AGPMB | PEMBA | MURREBUE | Piratas |  | 13° 06' 18.7'' | 040° 27' 13.1'' | 50 | 33 | 0.4 | 3 | 2005 | ABB | 551149 | 643 | 45 | 480.1067 | 162.8933 | 162893.3333 |  | 33 | 32.15 | 32150 | 610.85 | 2.222% | 13.5744 | 176.4678 | 466.5322
10141103 | PMT | TRANSFORMADOR |  | TRANSFORMADOR MARCA:DPM PEMBA | AGPMB | PEMBA | MURREBUE | Pephone |  | 667867 | 8553483 | 25 | 33 | 0.4 | 3 | 2005 | DPM | 551149 | 643 | 45 | 480.1067 | 162.8933 | 162893.3333 |  | 33 | 32.15 | 32150 | 610.85 | 2.222% | 13.5744 | 176.4678 | 466.5322
10141103 | PMT | TRANSFORMADOR |  | TRANSFORMADOR MARCA:TUSCO TRAFO PEMBA | AGPMB | PEMBA | MURREBUE | Muitua |  | 13°05.438' | 40° 31.732' | 50 | 33 | 0.4 | 3 | 2005 | TUSCO TRAFO | 487801 | 643 | 45 | 480.1067 | 162.8933 | 162893.3333 |  | 33 | 32.15 | 32150 | 610.85 | 2.222% | 13.5744 | 176.4678 | 466.5322
10141103 | PMT | TRANSFORMADOR |  | TRANSFORMADOR MARCA:Desativado PEMBA | AGPMB | PEMBA | MURREBUE | Sicura B |  | 667458 | 8548709 | 25 | 33 | 0.4 | 3 | 2005 | Desativado |  | 643 | 45 | 480.1067 | 162.8933 | 162893.3333 |  | 33 | 32.15 | 32150 | 610.85 | 2.222% | 13.5744 | 176.4678 | 466.5322
10141103 | PMT | TRANSFORMADOR |  | TRANSFORMADOR MARCA:DPM PEMBA | AGPMB | PEMBA | MURREBUE | Sicura A |  | 13°06.852' | 40° 32.594' | 25 | 33 | 0.4 | 3 | 2005 | DPM | 1062560/06 | 643 | 45 | 480.1067 | 162.8933 | 162893.3333 |  | 33 | 32.15 | 32150 | 610.85 | 2.222% | 13.5744 | 176.4678 | 466.5322
10141103 | PMT | TRANSFORMADOR |  | TRANSFORMADOR MARCA:TUSCO TRAFO PEMBA | AGPMB | PEMBA | MECUFE | Ngoma |  | 13°14.182' | 40° 33.651' | 50 | 33 | 0.4 | 3 | 2005 | TUSCO TRAFO | T - 25938 | 643 | 45 | 480.1067 | 162.8933 | 162893.3333 |  | 33 | 32.15 | 32150 | 610.85 | 2.222% | 13.5744 | 176.4678 | 466.5322
10141103 | PMT | TRANSFORMADOR |  | TRANSFORMADOR MARCA:TUSCO TRAFO PEMBA | AGPMB | PEMBA | MECUFE | Mecufi Vila |  | 13°17.419' | 40° 33.418' | 50 | 33 | 0.4 | 3 | 2005 | TUSCO TRAFO | T - 25938 | 643 | 45 | 480.1067 | 162.8933 | 162893.3333 |  | 33 | 32.15 | 32150 | 610.85 | 2.222% | 13.5744 | 176.4678 | 466.5322
10141103 | PMT | TRANSFORMADOR |  | TRANSFORMADOR MARCA:TUSCO TRAFO PEMBA | AGPMB | PEMBA | MECUFE | Sassalane Escola |  | 13°18.587' | 40° 33.087' | 50 | 33 | 0.4 | 3 | 2005 | TUSCO TRAFO | T - 27019 | 643 | 45 | 480.1067 | 162.8933 | 162893.3333 |  | 33 | 32.15 | 32150 | 610.85 | 2.222% | 13.5744 | 176.4678 | 466.5322
10141103 | PMT | TRANSFORMADOR |  | TRANSFORMADOR MARCA:TUSCO TRAFO PEMBA | AGPMB | PEMBA | MECUFE | Muinde Mercado |  | 13°20.548' | 40° 32.767' | 50 | 33 | 0.4 | 3 | 2005 | TUSCO TRAFO | 487784 | 643 | 45 | 480.1067 | 162.8933 | 162893.3333 |  | 33 | 32.15 | 32150 | 610.85 | 2.222% | 13.5744 | 176.4678 | 466.5322
10141103 | PMT | TRANSFORMADOR |  | TRANSFORMADOR MARCA:TUSCO TRAFO PEMBA | AGPMB | PEMBA | MECUFE | Aldeia Muaria |  | 13°17,587' | 40° 32.087' | 50 | 33 | 0.4 | 3 | 2005 | TUSCO TRAFO | 551144 | 643 | 45 | 480.1067 | 162.8933 | 162893.3333 |  | 33 | 32.15 | 32150 | 610.85 | 2.222% | 13.5744 | 176.4678 | 466.5322
10141103 | PMT | TRANSFORMADOR | PTS20 | TRANSFORMADOR MARCA:Moçambique ANGOCHE PTS20 |  | ANGOCHE | ANGOCHE | MAHILE |  | 16°07.474 | 39°52.290 | 50 | 33KV | 400V | 3 | 2005 | Moçambique | 895438 | 643 | 45 | 480.1067 | 162.8933 | 162893.3333 |  | 33 | 32.15 | 32150 | 610.85 | 2.222% | 13.5744 | 176.4678 | 466.5322
10141103 | PMT | TRANSFORMADOR | PTS 21 | TRANSFORMADOR MARCA:TUSCO-TRAFO ANGOCHE PTS 21 |  | ANGOCHE | ANGOCHE | NAMARRIPI |  | 16°05.592 | 39°54.223 | 50 | 33KV | 400V | 3 | 2005 | TUSCO-TRAFO | 541786 | 643 | 45 | 480.1067 | 162.8933 | 162893.3333 |  | 33 | 32.15 | 32150 | 610.85 | 2.222% | 13.5744 | 176.4678 | 466.5322
10141103 | PMT | TRANSFORMADOR | PTS1004 | TRANSFORMADOR MARCA:EFACEC LICHINGA PTS1004 |  | LICHINGA | LICHINGA | Bairro Nzinge |  | S13 19.124 | E35 15.162 | 200 | 11KV | 400V | 3 | 2005 | EFACEC | 1002602 | 572 | 45 | 427.0933 | 144.9067 | 144906.6667 |  | 33 | 28.6 | 28600 | 543.4 | 2.222% | 12.0756 | 156.9822 | 415.0178
10141103 | PMT | TRANSFORMADOR | PTS1005 | TRANSFORMADOR MARCA:COTRADIS LICHINGA PTS1005 |  | LICHINGA | LICHINGA | Bairro Chiuaula |  | S13 18.835 | E35 15.263 | 315 | 11KV | 400V | 3 | 2005 | COTRADIS | 55469 | 840 | 45 | 627.2 | 212.8 | 212800 |  | 33 | 42 | 42000 | 798 | 2.222% | 17.7333 | 230.5333 | 609.4667
10141103 | PMT | TRANSFORMADOR | PTS1006 | TRANSFORMADOR MARCA:Trasf. De Moc LICHINGA PTS1006 |  | LICHINGA | LICHINGA | Bairro Popular |  | S13 17.949 | E35 15.080 | 315 | 11KV | 400V | 3 | 2005 | Trasf. De Moc | 898070 | 840 | 45 | 627.2 | 212.8 | 212800 |  | 33 | 42 | 42000 | 798 | 2.222% | 17.7333 | 230.5333 | 609.4667
10141103 | PMT | TRANSFORMADOR | PTS1012 | TRANSFORMADOR MARCA:ENERGOINVEST LICHINGA PTS1012 |  | LICHINGA | LICHINGA | Namacula |  | S13 17.287 | E35 14.960 | 315 | 11KV | 400V | 3 | 2005 | ENERGOINVEST | 48276 | 840 | 45 | 627.2 | 212.8 | 212800 |  | 33 | 42 | 42000 | 798 | 2.222% | 17.7333 | 230.5333 | 609.4667
10141103 | PMT | TRANSFORMADOR | PTS1015 | TRANSFORMADOR MARCA:ALSTOM LICHINGA PTS1015 |  | LICHINGA | LICHINGA | Bairro Nzinge |  | S13 19.311 | E35 15.001 | 250 | 11KV | 400V | 3 | 2005 | ALSTOM | 02985/01/03 | 840 | 45 | 627.2 | 212.8 | 212800 |  | 33 | 42 | 42000 | 798 | 2.222% | 17.7333 | 230.5333 | 609.4667
10141103 | PMT | TRANSFORMADOR | PTS1016 | TRANSFORMADOR MARCA:MARSONS LICHINGA PTS1016 |  | LICHINGA | LICHINGA | Bairro Chiuaula |  | S13 18.771 | E35 15.729 | 315 | 11KV | 400V | 3 | 2005 | MARSONS | 80899 | 840 | 45 | 627.2 | 212.8 | 212800 |  | 33 | 42 | 42000 | 798 | 2.222% | 17.7333 | 230.5333 | 609.4667
10141103 | PMT | TRANSFORMADOR | PTS1017 | TRANSFORMADOR MARCA:Trasf. De Moc LICHINGA PTS1017 |  | LICHINGA | LICHINGA | Bairro Lulimile |  | S13 19.990 | E35 14.970 | 100 | 33KV | 400V | 3 | 2005 | Trasf. De Moc | 1306045 | 763 | 45 | 569.7067 | 193.2933 | 193293.3333 |  | 33 | 38.15 | 38150 | 724.85 | 2.222% | 16.1078 | 209.4011 | 553.5989
10141103 | PMT | TRANSFORMADOR | PTS1018 | TRANSFORMADOR MARCA:ITB LICHINGA PTS1018 |  | LICHINGA | LICHINGA | Bairro Cerâmica |  | S13 18.179 | E35 15.516 | 315 | 11KV | 400V | 3 | 2005 | ITB | 782607 | 840 | 45 | 627.2 | 212.8 | 212800 |  | 33 | 42 | 42000 | 798 | 2.222% | 17.7333 | 230.5333 | 609.4667
10141103 | PMT | TRANSFORMADOR | PTS1019 | TRANSFORMADOR MARCA:EFACEC LICHINGA PTS1019 |  | LICHINGA | LICHINGA | Bairro Sanjala |  | S13 16.293 | E35 14.064 | 200 | 33KV | 400V | 3 | 2005 | EFACEC | F00727.03 | 991 | 45 | 739.9467 | 251.0533 | 251053.3333 |  | 33 | 49.55 | 49550 | 941.45 | 2.222% | 20.9211 | 271.9744 | 719.0256
10141103 | PMT | TRANSFORMADOR | PTS1021 | TRANSFORMADOR MARCA:ITB LICHINGA PTS1021 |  | LICHINGA | LICHINGA | Bairro Namacula |  | S13 17.019 | E35 14.912 | 250 | 11KV | 400V | 3 | 2005 | ITB | 774622 | 840 | 45 | 627.2 | 212.8 | 212800 |  | 33 | 42 | 42000 | 798 | 2.222% | 17.7333 | 230.5333 | 609.4667
10141103 | PMT | TRANSFORMADOR | PTS1024 | TRANSFORMADOR MARCA:EFACEC LICHINGA PTS1024 |  | LICHINGA | LICHINGA | Bairro Assumane |  | S13 15.220 | E35 15.406 | 200 | 11KV | 400V | 3 | 2005 | EFACEC | F00732.07 | 572 | 45 | 427.0933 | 144.9067 | 144906.6667 |  | 33 | 28.6 | 28600 | 543.4 | 2.222% | 12.0756 | 156.9822 | 415.0178
10141103 | PMT | TRANSFORMADOR | PTS1041 | TRANSFORMADOR MARCA:TDT LICHINGA PTS1041 |  | LICHINGA | LICHINGA | Bairro Namacula |  | S13 17.417 | E35 17.311 | 250 | 33KV | 400V | 3 | 2005 | TDT | 920826 | 991 | 45 | 739.9467 | 251.0533 | 251053.3333 |  | 33 | 49.55 | 49550 | 941.45 | 2.222% | 20.9211 | 271.9744 | 719.0256
10141103 | PMT | TRANSFORMADOR | PTS1042 | TRANSFORMADOR MARCA:ITB LICHINGA PTS1042 |  | LICHINGA | LICHINGA | Bairro Cerâmica |  | S13 18.281 | E35 17.312 | 315 | 33KV | 400V | 3 | 2005 | ITB | 782611 | 1039 | 45 | 775.7867 | 263.2133 | 263213.3333 |  | 33 | 51.95 | 51950 | 987.05 | 2.222% | 21.9344 | 285.1478 | 753.8522
10141103 | PMT | TRANSFORMADOR | PTS1043 | TRANSFORMADOR MARCA:Trasf. De Moc LICHINGA PTS1043 |  | LICHINGA | LICHINGA | Bairro 23 Setembro |  | S13 19.749 | E35 17.313 | 200 | 33KV | 400V | 3 | 2005 | Trasf. De Moc | 920929 | 991 | 45 | 739.9467 | 251.0533 | 251053.3333 |  | 33 | 49.55 | 49550 | 941.45 | 2.222% | 20.9211 | 271.9744 | 719.0256
10141103 | PMT | TRANSFORMADOR | PTS1044 | TRANSFORMADOR MARCA:ITB LICHINGA PTS1044 |  | LICHINGA | LICHINGA | Bairro 23 Setembro |  | S13 19.120 | E35 17.314 | 315 | 33KV | 400V | 3 | 2005 | ITB | 782602 | 1039 | 45 | 775.7867 | 263.2133 | 263213.3333 |  | 33 | 51.95 | 51950 | 987.05 | 2.222% | 21.9344 | 285.1478 | 753.8522
10141103 | PMT | TRANSFORMADOR | PTS1045 | TRANSFORMADOR MARCA:ITB LICHINGA PTS1045 |  | LICHINGA | LICHINGA | Sanjala Guerra |  | S13 17.138 | E35 17.315 | 200 | 33KV | 400V | 3 | 2005 | ITB | 605879 | 991 | 45 | 739.9467 | 251.0533 | 251053.3333 |  | 33 | 49.55 | 49550 | 941.45 | 2.222% | 20.9211 | 271.9744 | 719.0256
10141103 | PMT | TRANSFORMADOR | PTS1056 | TRANSFORMADOR MARCA:MARSONS LICHINGA PTS1056 |  | LICHINGA | LICHINGA | Povoado Senjewe |  | S13 35.215 | E35 17.326 | 50 | 33KV | 400V | 3 | 2005 | MARSONS | 80915 | 643 | 45 | 480.1067 | 162.8933 | 162893.3333 |  | 33 | 32.15 | 32150 | 610.85 | 2.222% | 13.5744 | 176.4678 | 466.5322
10141103 | PMT | TRANSFORMADOR | PTS1057 | TRANSFORMADOR MARCA:MARSONS LICHINGA PTS1057 |  | LICHINGA | LICHINGA | Povoado Lione |  | S13 37.084 | E35 17.327 | 50 | 33KV | 400V | 3 | 2005 | MARSONS | 80898 | 643 | 45 | 480.1067 | 162.8933 | 162893.3333 |  | 33 | 32.15 | 32150 | 610.85 | 2.222% | 13.5744 | 176.4678 | 466.5322
10141103 | PMT | TRANSFORMADOR | PTS1058 | TRANSFORMADOR MARCA:Trasf. De Moc LICHINGA PTS1058 |  | LICHINGA | LICHINGA | Povoado Mapaco |  | S13 14.634 | E35 17.328 | 200 | 33KV | 400V | 3 | 2005 | Trasf. De Moc | 805449 | 991 | 45 | 739.9467 | 251.0533 | 251053.3333 |  | 33 | 49.55 | 49550 | 941.45 | 2.222% | 20.9211 | 271.9744 | 719.0256
10141103 | PMT | TRANSFORMADOR | PTS1059 | TRANSFORMADOR MARCA:BTA LICHINGA PTS1059 |  | LICHINGA | LICHINGA | Bairro Changanine |  | S13 20.016 | E35 17.329 | 100 | 33KV | 400V | 3 | 2005 | BTA | 219533571 | 763 | 45 | 569.7067 | 193.2933 | 193293.3333 |  | 33 | 38.15 | 38150 | 724.85 | 2.222% | 16.1078 | 209.4011 | 553.5989
10141103 | PMT | TRANSFORMADOR | PTS1062 | TRANSFORMADOR MARCA:Trasf. De Moc LICHINGA PTS1062 |  | LICHINGA | LICHINGA | Bairro Namacula |  | S13 17.221 | E35 17.332 | 200 | 33KV | 400V | 3 | 2005 | Trasf. De Moc | 220956 | 991 | 45 | 739.9467 | 251.0533 | 251053.3333 |  | 33 | 49.55 | 49550 | 941.45 | 2.222% | 20.9211 | 271.9744 | 719.0256
10141103 | PMT | TRANSFORMADOR | PTS1063 | TRANSFORMADOR MARCA:Trasf. De Moc LICHINGA PTS1063 |  | LICHINGA | LICHINGA | Bairro Chiulugo |  | S13 17.454 | E35 17.333 | 50 | 33KV | 400V | 3 | 2005 | Trasf. De Moc | 892475 | 643 | 45 | 480.1067 | 162.8933 | 162893.3333 |  | 33 | 32.15 | 32150 | 610.85 | 2.222% | 13.5744 | 176.4678 | 466.5322
10141103 | PMT | TRANSFORMADOR | PTS1064 | TRANSFORMADOR MARCA:PME LICHINGA PTS1064 |  | LICHINGA | LICHINGA | Bairro Muchenga |  | S13 18.308 | E35 17.334 | 200 | 11KV | 400V | 3 | 2005 | PME | 1600900 | 572 | 45 | 427.0933 | 144.9067 | 144906.6667 |  | 33 | 28.6 | 28600 | 543.4 | 2.222% | 12.0756 | 156.9822 | 415.0178
10141103 | PMT | TRANSFORMADOR | PTS1067 | TRANSFORMADOR MARCA:Trasf. De Moc LICHINGA PTS1067 |  | LICHINGA | LICHINGA | Bairro Muchenga |  | S13 18.616 | E35 17.337 | 200 | 11KV | 400V | 3 | 2005 | Trasf. De Moc | 1307054 | 572 | 45 | 427.0933 | 144.9067 | 144906.6667 |  | 33 | 28.6 | 28600 | 543.4 | 2.222% | 12.0756 | 156.9822 | 415.0178
10141103 | PMT | TRANSFORMADOR | PTS1070 | TRANSFORMADOR MARCA:ITB LICHINGA PTS1070 |  | LICHINGA | LICHINGA | Bairro Massenger |  | S13 15.828 | E35 17.340 | 250 | 33KV | 400V | 3 | 2005 | ITB | 1402054 | 991 | 45 | 739.9467 | 251.0533 | 251053.3333 |  | 33 | 49.55 | 49550 | 941.45 | 2.222% | 20.9211 | 271.9744 | 719.0256
10141103 | PMT | TRANSFORMADOR | PTS1071 | TRANSFORMADOR MARCA:Trasf. De Moc LICHINGA PTS1071 |  | LICHINGA | LICHINGA | Bairro Sanjala |  | S13 16.227 | E35 17.341 | 200 | 33KV | 400V | 3 | 2005 | Trasf. De Moc | 1306101 | 991 | 45 | 739.9467 | 251.0533 | 251053.3333 |  | 33 | 49.55 | 49550 | 941.45 | 2.222% | 20.9211 | 271.9744 | 719.0256
10141103 | PMT | TRANSFORMADOR | PTS1072 | TRANSFORMADOR MARCA:Trasf. De Moc LICHINGA PTS1072 |  | LICHINGA | LICHINGA | Bairro Sanjala |  | S13 16.681 | E35 17.342 | 200 | 33KV | 400V | 3 | 2005 | Trasf. De Moc | 1307067 | 991 | 45 | 739.9467 | 251.0533 | 251053.3333 |  | 33 | 49.55 | 49550 | 941.45 | 2.222% | 20.9211 | 271.9744 | 719.0256
10141103 | PMT | TRANSFORMADOR | PTS1074 | TRANSFORMADOR MARCA:ITB LICHINGA PTS1074 |  | LICHINGA | LICHINGA | Bairro Chiulucuto |  | S13 17.721 | E35 17.344 | 200 | 33KV | 400V | 3 | 2005 | ITB | 102246 | 991 | 45 | 739.9467 | 251.0533 | 251053.3333 |  | 33 | 49.55 | 49550 | 941.45 | 2.222% | 20.9211 | 271.9744 | 719.0256
10141103 | PMT | TRANSFORMADOR | PTS1076 | TRANSFORMADOR MARCA:Astron LICHINGA PTS1076 |  | LICHINGA | LICHINGA | Bairro Namacula |  | S13 17.057 | E35 17.346 | 160 | 33KV | 400V | 3 | 2005 | Astron | 17-13427 | 991 | 45 | 739.9467 | 251.0533 | 251053.3333 |  | 33 | 49.55 | 49550 | 941.45 | 2.222% | 20.9211 | 271.9744 | 719.0256
10141103 | PMT | TRANSFORMADOR | PTS1078 | TRANSFORMADOR MARCA:Trasf. De Moc LICHINGA PTS1078 |  | LICHINGA | LICHINGA | Bairro Chiuaula |  | S13 18.537 | E35 17.348 | 100 | 11KV | 400V | 3 | 2005 | Trasf. De Moc | TB01509127 | 445 | 45 | 332.2667 | 112.7333 | 112733.3333 |  | 33 | 22.25 | 22250 | 422.75 | 2.222% | 9.3944 | 122.1278 | 322.8722
10141103 | PMT | TRANSFORMADOR | PTS1079 | TRANSFORMADOR MARCA:ACTOM LICHINGA PTS1079 |  | LICHINGA | LICHINGA | Bairro Massenger |  | S13 14.609 | E35 17.349 | 315 | 33KV | 400V | 3 | 2005 | ACTOM | 998069 | 1039 | 45 | 775.7867 | 263.2133 | 263213.3333 |  | 33 | 51.95 | 51950 | 987.05 | 2.222% | 21.9344 | 285.1478 | 753.8522
10141103 | PMT | TRANSFORMADOR | PTS1080 | TRANSFORMADOR MARCA:MARSONS LICHINGA PTS1080 |  | LICHINGA | LICHINGA | Bairro Luchiringo |  | S13 18.688 | E35 17.350 | 250 | 11KV | 400V | 3 | 2005 | MARSONS | 80879 | 840 | 45 | 627.2 | 212.8 | 212800 |  | 33 | 42 | 42000 | 798 | 2.222% | 17.7333 | 230.5333 | 609.4667
10141103 | PMT | TRANSFORMADOR | PTS1082 | TRANSFORMADOR MARCA:Trasf. De Moc LICHINGA PTS1082 |  | LICHINGA | LICHINGA | Bairro Cerâmica |  | S13 18.524 | E35 17.352 | 250 | 11KV | 400V | 3 | 2005 | Trasf. De Moc | 1307054 | 840 | 45 | 627.2 | 212.8 | 212800 |  | 33 | 42 | 42000 | 798 | 2.222% | 17.7333 | 230.5333 | 609.4667
10141103 | PMT | TRANSFORMADOR | PTS1084 | TRANSFORMADOR MARCA:Trasf. De Moc LICHINGA PTS1084 |  | LICHINGA | LICHINGA | Bairro Namacula |  | S13.29042 | E35 17.354 | 160 | 11KV | 400V | 3 | 2005 | Trasf. De Moc | 892475 | 572 | 45 | 427.0933 | 144.9067 | 144906.6667 |  | 33 | 28.6 | 28600 | 543.4 | 2.222% | 12.0756 | 156.9822 | 415.0178
10141103 | PMT | TRANSFORMADOR | EG PTS5001 | TRANSFORMADOR MARCA:ASTOR LICHINGA EG PTS5001 |  | LICHINGA | METANGULA | Proximo ao Recinto da TDM |  | S12 42.020 | E35 17.364 | 160 | 33KV | 400V | 3 | 2005 | ASTOR | 53056 | 991 | 45 | 739.9467 | 251.0533 | 251053.3333 |  | 33 | 49.55 | 49550 | 941.45 | 2.222% | 20.9211 | 271.9744 | 719.0256
10141103 | PMT | TRANSFORMADOR | EG PTS5002 | TRANSFORMADOR MARCA:ASTOR LICHINGA EG PTS5002 |  | LICHINGA | METANGULA | Proximo da Base Naval |  | S12 41.929 | E35 17.365 | 315 | 33KV | 400V | 3 | 2005 | ASTOR | 13-13187 | 1039 | 45 | 775.7867 | 263.2133 | 263213.3333 |  | 33 | 51.95 | 51950 | 987.05 | 2.222% | 21.9344 | 285.1478 | 753.8522
10141103 | PMT | TRANSFORMADOR | EG PTS5003 | TRANSFORMADOR MARCA:ABB LICHINGA EG PTS5003 |  | LICHINGA | METANGULA | Em frente a EDM |  | S12 41.886 | E35 17.366 | 160 | 33KV | 400V | 3 | 2005 | ABB | T23389 | 991 | 45 | 739.9467 | 251.0533 | 251053.3333 |  | 33 | 49.55 | 49550 | 941.45 | 2.222% | 20.9211 | 271.9744 | 719.0256
10141103 | PMT | TRANSFORMADOR | EG PTS5004 | TRANSFORMADOR MARCA:ASTOR LICHINGA EG PTS5004 |  | LICHINGA | METANGULA | Proximo da Escola Esamo |  | S12 41.473 | E35 17.367 | 250 | 33KV | 400V | 3 | 2005 | ASTOR | 07-02129 | 991 | 45 | 739.9467 | 251.0533 | 251053.3333 |  | 33 | 49.55 | 49550 | 941.45 | 2.222% | 20.9211 | 271.9744 | 719.0256
10141103 | PMT | TRANSFORMADOR | EG PTS5005 | TRANSFORMADOR MARCA:ASTOR LICHINGA EG PTS5005 |  | LICHINGA | METANGULA | Bairro Seli, Proximo a escola Secundaria |  | S12 41.462 | E35 17.368 | 200 | 33KV | 400V | 3 | 2005 | ASTOR | 23390 | 991 | 45 | 739.9467 | 251.0533 | 251053.3333 |  | 33 | 49.55 | 49550 | 941.45 | 2.222% | 20.9211 | 271.9744 | 719.0256
10141103 | PMT | TRANSFORMADOR | EG PTS5006 | TRANSFORMADOR MARCA:CONTRADIS LICHINGA EG PTS5006 |  | LICHINGA | METANGULA | Proximo a Estrada principal |  | S12 41.545 | E35 17.369 | 160 | 33KV | 400V | 3 | 2005 | CONTRADIS | 53059 | 991 | 45 | 739.9467 | 251.0533 | 251053.3333 |  | 33 | 49.55 | 49550 | 941.45 | 2.222% | 20.9211 | 271.9744 | 719.0256
10141103 | PMT | TRANSFORMADOR | EG PTS5007 | TRANSFORMADOR MARCA:CONTRADIS LICHINGA EG PTS5007 |  | LICHINGA | METANGULA | Metangula - Proximo ao mercado ma'ome |  | S12 41.690 | E35 17.370 | 160 | 33KV | 400V | 3 | 2005 | CONTRADIS | 50564 | 991 | 45 | 739.9467 | 251.0533 | 251053.3333 |  | 33 | 49.55 | 49550 | 941.45 | 2.222% | 20.9211 | 271.9744 | 719.0256
10141103 | PMT | TRANSFORMADOR | EG PTS5008 | TRANSFORMADOR MARCA:ASTOR LICHINGA EG PTS5008 |  | LICHINGA | METANGULA | Chuanga - Catawala praia |  | S12 38.237 | E35 17.371 | 160 | 33KV | 400V | 3 | 2005 | ASTOR | T24394 | 991 | 45 | 739.9467 | 251.0533 | 251053.3333 |  | 33 | 49.55 | 49550 | 941.45 | 2.222% | 20.9211 | 271.9744 | 719.0256
10141103 | PMT | TRANSFORMADOR | EG PTS5009 | TRANSFORMADOR MARCA:ASTOR LICHINGA EG PTS5009 |  | LICHINGA | METANGULA | Chuanga Escola |  | S12 37.961 | E35 17.372 | 160 | 33KV | 400V | 3 | 2005 | ASTOR | T24400 | 991 | 45 | 739.9467 | 251.0533 | 251053.3333 |  | 33 | 49.55 | 49550 | 941.45 | 2.222% | 20.9211 | 271.9744 | 719.0256
10141103 | PMT | TRANSFORMADOR | EG PTS5010 | TRANSFORMADOR MARCA:FST LICHINGA EG PTS5010 |  | LICHINGA | METANGULA | Messumba |  | S12 37.016 | E35 17.373 | 160 | 33KV | 400V | 3 | 2005 | FST | TB1509041 | 991 | 45 | 739.9467 | 251.0533 | 251053.3333 |  | 33 | 49.55 | 49550 | 941.45 | 2.222% | 20.9211 | 271.9744 | 719.0256
10141103 | PMT | TRANSFORMADOR | EG PTS5011 | TRANSFORMADOR MARCA:4BB LICHINGA EG PTS5011 |  | LICHINGA | METANGULA | Capweleza |  | S12 36.771 | E35 17.374 | 50 | 33KV | 400V | 3 | 2005 | 4BB | T27009 | 643 | 45 | 480.1067 | 162.8933 | 162893.3333 |  | 33 | 32.15 | 32150 | 610.85 | 2.222% | 13.5744 | 176.4678 | 466.5322
10141103 | PMT | TRANSFORMADOR | EG PTS5013 | TRANSFORMADOR MARCA:4STOR LICHINGA EG PTS5013 |  | LICHINGA | METANGULA | Michumwa estrada |  | S12 36.639 | E35 17.376 | 160 | 33KV | 400V | 3 | 2005 | 4STOR | 967372 | 991 | 45 | 739.9467 | 251.0533 | 251053.3333 |  | 33 | 49.55 | 49550 | 941.45 | 2.222% | 20.9211 | 271.9744 | 719.0256
10141103 | PMT | TRANSFORMADOR | EG PTS5014 | TRANSFORMADOR MARCA:PME LICHINGA EG PTS5014 |  | LICHINGA | METANGULA | Escola Michumwa |  | S12 37.160 | E35 17.377 | 50 | 33KV | 400V | 3 | 2005 | PME | 32110001 | 643 | 45 | 480.1067 | 162.8933 | 162893.3333 |  | 33 | 32.15 | 32150 | 610.85 | 2.222% | 13.5744 | 176.4678 | 466.5322
10141103 | PMT | TRANSFORMADOR | EG PTS5015 | TRANSFORMADOR MARCA:ABB LICHINGA EG PTS5015 |  | LICHINGA | METANGULA | Ngongo |  | S12 36.618 | E35 17.378 | 50 | 33KV | 400V | 3 | 2005 | ABB | T27496 | 643 | 45 | 480.1067 | 162.8933 | 162893.3333 |  | 33 | 32.15 | 32150 | 610.85 | 2.222% | 13.5744 | 176.4678 | 466.5322
10141103 | PMT | TRANSFORMADOR | EG PTS5016 | TRANSFORMADOR MARCA:ASTOR LICHINGA EG PTS5016 |  | LICHINGA | METANGULA | Maniamba |  | S12 45.706 | E35 17.379 | 100 | 33KV | 400V | 3 | 2005 | ASTOR | 17-02133 | 763 | 45 | 569.7067 | 193.2933 | 193293.3333 |  | 33 | 38.15 | 38150 | 724.85 | 2.222% | 16.1078 | 209.4011 | 553.5989
10141103 | PMT | TRANSFORMADOR | EG PTS5017 | TRANSFORMADOR MARCA:FST LICHINGA EG PTS5017 |  | LICHINGA | METANGULA | Maniamba Mercado |  | S12 45.545 | E35 17.380 | 160 | 33KV | 400V | 3 | 2005 | FST | TB150946 | 991 | 45 | 739.9467 | 251.0533 | 251053.3333 |  | 33 | 49.55 | 49550 | 941.45 | 2.222% | 20.9211 | 271.9744 | 719.0256
10141103 | PMT | TRANSFORMADOR | EG PTS5018 | TRANSFORMADOR MARCA:FST LICHINGA EG PTS5018 |  | LICHINGA | METANGULA | Mondué Messumba |  | S12 35.795 | E35 17.381 | 100 | 33KV | 400V | 3 | 2005 | FST | 892493 | 763 | 45 | 569.7067 | 193.2933 | 193293.3333 |  | 33 | 38.15 | 38150 | 724.85 | 2.222% | 16.1078 | 209.4011 | 553.5989
10141103 | PMT | TRANSFORMADOR | EG PTS5019 | TRANSFORMADOR MARCA:FST LICHINGA EG PTS5019 |  | LICHINGA | METANGULA | Chipile |  | S12 42.544 | E35 17.382 | 100 | 33KV | 400V | 3 | 2005 | FST | 920868 | 763 | 45 | 569.7067 | 193.2933 | 193293.3333 |  | 33 | 38.15 | 38150 | 724.85 | 2.222% | 16.1078 | 209.4011 | 553.5989
10141103 | PMT | TRANSFORMADOR | EG PTS5020 | TRANSFORMADOR MARCA:FST LICHINGA EG PTS5020 |  | LICHINGA | METANGULA | Micucue |  | S12 43.242 | E35 17.383 | 100 | 33KV | 400V | 3 | 2005 | FST | 892479 | 763 | 45 | 569.7067 | 193.2933 | 193293.3333 |  | 33 | 38.15 | 38150 | 724.85 | 2.222% | 16.1078 | 209.4011 | 553.5989
10141103 | PMT | TRANSFORMADOR | EG PTS5021 | TRANSFORMADOR MARCA:ASTOR LICHINGA EG PTS5021 |  | LICHINGA | METANGULA | Micuio |  | S12 43.409 | E35 17.384 | 160 | 33KV | 400V | 3 | 2005 | ASTOR | 13-131 | 991 | 45 | 739.9467 | 251.0533 | 251053.3333 |  | 33 | 49.55 | 49550 | 941.45 | 2.222% | 20.9211 | 271.9744 | 719.0256
10141103 | PMT | TRANSFORMADOR | EG PTS5022 | TRANSFORMADOR MARCA:ASTOR LICHINGA EG PTS5022 |  | LICHINGA | METANGULA | Metangula |  | S12 40.883 | E35 17.385 | 50 | 33KV | 400V | 3 | 2005 | ASTOR | 13-13173 | 643 | 45 | 480.1067 | 162.8933 | 162893.3333 |  | 33 | 32.15 | 32150 | 610.85 | 2.222% | 13.5744 | 176.4678 | 466.5322
10141103 | PMT | TRANSFORMADOR | EG PTS5023 | TRANSFORMADOR MARCA:ASTOR LICHINGA EG PTS5023 |  | LICHINGA | METANGULA | Micala |  | S12 39.525 | E35 17.386 | 100 | 33KV | 400V | 3 | 2005 | ASTOR | 13-13183 | 763 | 45 | 569.7067 | 193.2933 | 193293.3333 |  | 33 | 38.15 | 38150 | 724.85 | 2.222% | 16.1078 | 209.4011 | 553.5989
10141103 | PMT | TRANSFORMADOR | EG PTS5024 | TRANSFORMADOR MARCA:ASTOR LICHINGA EG PTS5024 |  | LICHINGA | METANGULA | Mambele |  | S12 36.000 | E35 17.387 | 50 | 33KV | 400V | 3 | 2005 | ASTOR | 13-13174 | 643 | 45 | 480.1067 | 162.8933 | 162893.3333 |  | 33 | 32.15 | 32150 | 610.85 | 2.222% | 13.5744 | 176.4678 | 466.5322
10141103 | PMT | TRANSFORMADOR | EG PTS5025 | TRANSFORMADOR MARCA:ASTOR LICHINGA EG PTS5025 |  | LICHINGA | METANGULA | Mefululuchi |  | S12 35.036 | E35 17.388 | 100 | 33KV | 400V | 3 | 2005 | ASTOR | 13-13171 | 763 | 45 | 569.7067 | 193.2933 | 193293.3333 |  | 33 | 38.15 | 38150 | 724.85 | 2.222% | 16.1078 | 209.4011 | 553.5989
10141103 | PMT | TRANSFORMADOR | EG PTS5026 | TRANSFORMADOR MARCA:ASTOR LICHINGA EG PTS5026 |  | LICHINGA | METANGULA | Lissesse |  | S12 34.225 | E35 17.389 | 100 | 33KV | 400V | 3 | 2005 | ASTOR | 13-13181 | 763 | 45 | 569.7067 | 193.2933 | 193293.3333 |  | 33 | 38.15 | 38150 | 724.85 | 2.222% | 16.1078 | 209.4011 | 553.5989
10141103 | PMT | TRANSFORMADOR | EG PTS5027 | TRANSFORMADOR MARCA:ASTOR LICHINGA EG PTS5027 |  | LICHINGA | METANGULA | Lifutichi |  | S12 32.955 | E35 17.390 | 100 | 33KV | 400V | 3 | 2005 | ASTOR | 13-13182 | 763 | 45 | 569.7067 | 193.2933 | 193293.3333 |  | 33 | 38.15 | 38150 | 724.85 | 2.222% | 16.1078 | 209.4011 | 553.5989
10141103 | PMT | TRANSFORMADOR | EG PTS5028 | TRANSFORMADOR MARCA:FST LICHINGA EG PTS5028 |  | LICHINGA | METANGULA | Tulo Escola |  | S12 32.003 | E35 17.391 | 100 | 33KV | 400V | 3 | 2005 | FST | TB1509042 | 763 | 45 | 569.7067 | 193.2933 | 193293.3333 |  | 33 | 38.15 | 38150 | 724.85 | 2.222% | 16.1078 | 209.4011 | 553.5989
10141103 | PMT | TRANSFORMADOR | EG PTS5029 | TRANSFORMADOR MARCA:MARTON LICHINGA EG PTS5029 |  | LICHINGA | METANGULA | Tulo Rio |  | S12 31.326 | E35 17.392 | 32 | 33KV | 400V | 3 | 2005 | MARTON | 80902 | 643 | 45 | 480.1067 | 162.8933 | 162893.3333 |  | 33 | 32.15 | 32150 | 610.85 | 2.222% | 13.5744 | 176.4678 | 466.5322
10141103 | PMT | TRANSFORMADOR | EG PTS9003 | TRANSFORMADOR MARCA:REVIVE LICHINGA EG PTS9003 |  | LICHINGA | LICHINGA | Unango - Sanga da Unilurio |  | S12 52.736 | E35 17.403 | 315 | 33KV | 400V | 3 | 2005 | REVIVE | 61092 | 1039 | 45 | 775.7867 | 263.2133 | 263213.3333 |  | 33 | 51.95 | 51950 | 987.05 | 2.222% | 21.9344 | 285.1478 | 753.8522
10141103 | PMT | TRANSFORMADOR | EG PTS9004 | TRANSFORMADOR MARCA:ASTOR LICHINGA EG PTS9004 |  | LICHINGA | LICHINGA | Ngongote |  | S12 59.774 | E35 17.404 | 50 | 33KV | 400V | 3 | 2005 | ASTOR | 1704463 | 643 | 45 | 480.1067 | 162.8933 | 162893.3333 |  | 33 | 32.15 | 32150 | 610.85 | 2.222% | 13.5744 | 176.4678 | 466.5322
10141103 | PMT | TRANSFORMADOR | EG PTS9005 | TRANSFORMADOR MARCA:REVIVE LICHINGA EG PTS9005 |  | LICHINGA | LICHINGA | Nanssenhenge |  | S13 02.444 | E35 17.405 | 100 | 33KV | 400V | 3 | 2005 | REVIVE | 62526 | 763 | 45 | 569.7067 | 193.2933 | 193293.3333 |  | 33 | 38.15 | 38150 | 724.85 | 2.222% | 16.1078 | 209.4011 | 553.5989
10141103 | PMT | TRANSFORMADOR | EG PTS9006 | TRANSFORMADOR MARCA:TANELEC LICHINGA EG PTS9006 |  | LICHINGA | LICHINGA | Bagarrila |  | S13 05.709 | E35 17.406 | 50 | 33KV | 400V | 3 | 2005 | TANELEC | 1823 | 643 | 45 | 480.1067 | 162.8933 | 162893.3333 |  | 33 | 32.15 | 32150 | 610.85 | 2.222% | 13.5744 | 176.4678 | 466.5322
10141103 | PMT | TRANSFORMADOR | EG PTS9007 | TRANSFORMADOR MARCA:FUSCO LICHINGA EG PTS9007 |  | LICHINGA | LICHINGA | Mbemba |  | S13 04.346 | E35 17.407 | 50 | 33KV | 400V | 3 | 2005 | FUSCO | INVISIVEL | 643 | 45 | 480.1067 | 162.8933 | 162893.3333 |  | 33 | 32.15 | 32150 | 610.85 | 2.222% | 13.5744 | 176.4678 | 466.5322
10141103 | PMT | TRANSFORMADOR | EG PTS9008 | TRANSFORMADOR MARCA:COTRADIS LICHINGA EG PTS9008 |  | LICHINGA | LICHINGA | ADPP |  | S13 05.161 | E35 17.408 | 50 | 33KV | 400V | 3 | 2005 | COTRADIS | 53051 | 643 | 45 | 480.1067 | 162.8933 | 162893.3333 |  | 33 | 32.15 | 32150 | 610.85 | 2.222% | 13.5744 | 176.4678 | 466.5322
10141103 | PMT | TRANSFORMADOR | EG PTS9009 | TRANSFORMADOR MARCA:COTRADES LICHINGA EG PTS9009 |  | LICHINGA | LICHINGA | Chilepitangongo |  | S13 04.721 | E35 17.409 | 50 | 33KV | 400V | 3 | 2005 | COTRADES | 50379 | 643 | 45 | 480.1067 | 162.8933 | 162893.3333 |  | 33 | 32.15 | 32150 | 610.85 | 2.222% | 13.5744 | 176.4678 | 466.5322
10141103 | PMT | TRANSFORMADOR | EG PTS9010 | TRANSFORMADOR MARCA:EFACEC LICHINGA EG PTS9010 |  | LICHINGA | LICHINGA | Licole |  | S13 07.337 | E35 17.410 | 50 | 33KV | 400V | 3 | 2005 | EFACEC | 8252 | 643 | 45 | 480.1067 | 162.8933 | 162893.3333 |  | 33 | 32.15 | 32150 | 610.85 | 2.222% | 13.5744 | 176.4678 | 466.5322
10141103 | PMT | TRANSFORMADOR | EG PTS9011 | TRANSFORMADOR MARCA:COTRADES LICHINGA EG PTS9011 |  | LICHINGA | LICHINGA | Lipende |  | S13 02.613 | E35 17.411 | 50 | 33KV | 400V | 3 | 2005 | COTRADES | 53054 | 643 | 45 | 480.1067 | 162.8933 | 162893.3333 |  | 33 | 32.15 | 32150 | 610.85 | 2.222% | 13.5744 | 176.4678 | 466.5322
10141103 | PMT | TRANSFORMADOR | EG PTS9012 | TRANSFORMADOR MARCA:COTRADES LICHINGA EG PTS9012 |  | LICHINGA | LICHINGA | Lipende |  | S13 02.451 | E35 17.412 | 50 | 33KV | 400V | 3 | 2005 | COTRADES | INVISIVEL | 643 | 45 | 480.1067 | 162.8933 | 162893.3333 |  | 33 | 32.15 | 32150 | 610.85 | 2.222% | 13.5744 | 176.4678 | 466.5322
10141103 | PMT | TRANSFORMADOR | EG PTS9013 | TRANSFORMADOR MARCA:EFACEC LICHINGA EG PTS9013 |  | LICHINGA | LICHINGA | Bandeze - Mercado |  | S12 54.466 | E35 17.413 | 100 | 33KV | 400V | 3 | 2005 | EFACEC | 8125 | 763 | 45 | 569.7067 | 193.2933 | 193293.3333 |  | 33 | 38.15 | 38150 | 724.85 | 2.222% | 16.1078 | 209.4011 | 553.5989
10141103 | PMT | TRANSFORMADOR | EG PTS9014 | TRANSFORMADOR MARCA:EFACEC LICHINGA EG PTS9014 |  | LICHINGA | LICHINGA | Bandeze - Escola |  | S12 54.232 | E35 17.414 | 100 | 33KV | 400V | 3 | 2005 | EFACEC | 8221 | 763 | 45 | 569.7067 | 193.2933 | 193293.3333 |  | 33 | 38.15 | 38150 | 724.85 | 2.222% | 16.1078 | 209.4011 | 553.5989
10141103 | PMT | TRANSFORMADOR | EG PTS9015 | TRANSFORMADOR MARCA:EFACEC LICHINGA EG PTS9015 |  | LICHINGA | LICHINGA | Bandeze - Chikwete |  | S12 52.749 | E35 17.415 | 32 | 33KV | 400V | 3 | 2005 | EFACEC | 8266 | 643 | 45 | 480.1067 | 162.8933 | 162893.3333 |  | 33 | 32.15 | 32150 | 610.85 | 2.222% | 13.5744 | 176.4678 | 466.5322
10141103 | PMT | TRANSFORMADOR | EG PTS9016 | TRANSFORMADOR MARCA:STATE LICHINGA EG PTS9016 |  | LICHINGA | LICHINGA | Miala |  | S12 56.237 | E35 17.416 | 100 | 33KV | 400V | 3 | 2005 | STATE | 509041 | 763 | 45 | 569.7067 | 193.2933 | 193293.3333 |  | 33 | 38.15 | 38150 | 724.85 | 2.222% | 16.1078 | 209.4011 | 553.5989
10141103 | PMT | TRANSFORMADOR | EG PTS9017 | TRANSFORMADOR MARCA:ELETRON LICHINGA EG PTS9017 |  | LICHINGA | LICHINGA | Malemia - Proximo ao Centro de saúde |  | S13 00.608 | E35 17.417 | 100 | 33KV | 400V | 3 | 2005 | ELETRON | 895449 | 763 | 45 | 569.7067 | 193.2933 | 193293.3333 |  | 33 | 38.15 | 38150 | 724.85 | 2.222% | 16.1078 | 209.4011 | 553.5989
10141103 | PMT | TRANSFORMADOR | EG PTS9018 | TRANSFORMADOR MARCA:ITEB LICHINGA EG PTS9018 |  | LICHINGA | LICHINGA | Malemia |  | S13 00.899 | E35 17.418 | 100 | 33KV | 400V | 3 | 2005 | ITEB | 644416 | 763 | 45 | 569.7067 | 193.2933 | 193293.3333 |  | 33 | 38.15 | 38150 | 724.85 | 2.222% | 16.1078 | 209.4011 | 553.5989
10141103 | PMT | TRANSFORMADOR | PT 62R | TRANSFORMADOR MARCA:ABB PT 62R PT 62R |  | PT 62R | Zimpeto |  |  | 32.570657 | -25.847209 | 315 | 33 | 0.4 | 3Ø | 2005 | ABB | T-23394 | 1039 | 45 | 775.7867 | 263.2133 | 263213.3333 |  | 33 | 51.95 | 51950 | 987.05 | 2.222% | 21.9344 | 285.1478 | 753.8522
10141103 | PMT | TRANSFORMADOR | PT (Quisse)R | TRANSFORMADOR MARCA:" PT (Quisse)R PT (Quisse)R |  | PT (Quisse)R | Zimpeto |  |  | 32.578935 | -25.846920 | 315 | 33 | 0.4 | 3Ø | 2005 | " | L000955.02 | 1039 | 45 | 775.7867 | 263.2133 | 263213.3333 |  | 33 | 51.95 | 51950 | 987.05 | 2.222% | 21.9344 | 285.1478 | 753.8522
10141103 | PMT | TRANSFORMADOR | PT 73R | TRANSFORMADOR MARCA:EFACEC PT 73R PT 73R |  | PT 73R | Magoanine A |  |  | 32.595760 | -25.852616 | 630 | 33 | 0.4 | 3Ø | 2005 | EFACEC | L00325.01 | 1200 | 45 | 896 | 304 | 304000 |  | 33 | 60 | 60000 | 1140 | 2.222% | 25.3333 | 329.3333 | 870.6667
10141103 | PMT | TRANSFORMADOR | PTS 646 | TRANSFORMADOR MARCA:EFACEC PTS 646 PTS 646 |  | PTS 646 | Manhica |  |  | 32.805950 | -25.407935 | 315 | 33 | 0.4 | 3Ø | 2005 | EFACEC | Not visible | 1039 | 45 | 775.7867 | 263.2133 | 263213.3333 |  | 33 | 51.95 | 51950 | 987.05 | 2.222% | 21.9344 | 285.1478 | 753.8522
10141149 | CAP | CAPACITOR |  | CAPACITOR MARCA: METORO |  | METORO | METORO |  |  | 13°7'39.980" | 39°52'34.00" | 5000 | 33 |  | 3 | 2006 |  |  | 670 | 45 | 514.4111 | 155.5889 | 155588.8889 |  | 34 | 33.5 | 33500 | 636.5 | 2.222% | 14.1444 | 169.7333 | 500.2667
10141103 | MS | MINISUBESTAÇÃO | PT226 | MINISUBESTAÇÃO MARCA:DPM PT226 PT226 | Via Matacuane-Chota(Ponte) | PT226 | BEIRA | SOFALA |  | 695783.3 | 7806440 | 315 | 22 | 0.4 | 3 | 2006 | DPM | DC0014/0141 | 1213 | 45 | 931.3144 | 281.6856 | 281685.5556 |  | 34 | 60.65 | 60650 | 1152.35 | 2.222% | 25.6078 | 307.2933 | 905.7067
10141103 | MS | MINISUBESTAÇÃO | PT 242 | MINISUBESTAÇÃO MARCA:EFACEC PT 242 PT 242 |  | PT 242 | Maputo City |  | Karl Marx/Josina Machael |  |  | 315 | 11 | 0.4 | 3Ø | 2006 | EFACEC |  | 1213 | 45 | 931.3144 | 281.6856 | 281685.5556 |  | 34 | 60.65 | 60650 | 1152.35 | 2.222% | 25.6078 | 307.2933 | 905.7067
10141103 | MS | MINISUBESTAÇÃO | PT 141 | MINISUBESTAÇÃO MARCA:EFACEC PT 141 PT 141 |  | PT 141 | Maxaquene |  |  |  |  | 630 | 11 | 0.4 | 3Ø | 2006 | EFACEC |  | 2772 | 45 | 2128.28 | 643.72 | 643720 |  | 34 | 138.6 | 138600 | 2633.4 | 2.222% | 58.52 | 702.24 | 2069.76
10141103 | MS | MINISUBESTAÇÃO | PT 163 | MINISUBESTAÇÃO MARCA:EFACEC PT 163 PT 163 |  | PT 163 | Mabukwane |  |  |  |  | 630 | 11 | 0.4 | 3Ø | 2006 | EFACEC | K001541.07 | 2772 | 45 | 2128.28 | 643.72 | 643720 |  | 34 | 138.6 | 138600 | 2633.4 | 2.222% | 58.52 | 702.24 | 2069.76
10141103 | MS | MINISUBESTAÇÃO | PTS 180 | MINISUBESTAÇÃO MARCA: PTS 180 |  |  | Maputo |  |  | 32,5911876 | -25,9728517 | 630 | 11 | 0,4 | 3Φ | 2006 |  |  | 2772 | 45 | 2128.28 | 643.72 | 643720 |  | 34 | 138.6 | 138600 | 2633.4 | 2.222% | 58.52 | 702.24 | 2069.76
10141103 | MS | MINISUBESTAÇÃO | PTS 147 | MINISUBESTAÇÃO MARCA:Alstom PTS 147 |  |  | Maputo |  |  | 32,5877767 | -25,9813289 | 500 | 11 | 0,4 | 3Φ | 2006 | Alstom | 81591/01/008 | 2426 | 45 | 1862.6289 | 563.3711 | 563371.1111 |  | 34 | 121.3 | 121300 | 2304.7 | 2.222% | 51.2156 | 614.5867 | 1811.4133
10141103 | MS | MINISUBESTAÇÃO | PT 388 | MINISUBESTAÇÃO MARCA: PT 388 |  |  | Maputo |  |  | 32,5894405 | -25,9732937 | 500 | 11 | 0,4 | 3Φ | 2006 |  |  | 2426 | 45 | 1862.6289 | 563.3711 | 563371.1111 |  | 34 | 121.3 | 121300 | 2304.7 | 2.222% | 51.2156 | 614.5867 | 1811.4133
10141103 | MS | MINISUBESTAÇÃO | Mini PS 5 | MINISUBESTAÇÃO MARCA: Mini PS 5 |  |  | Maputo |  |  | 32,5918062 | -25,9747492 | 500 | 11 | 0,4 | 3Φ | 2006 |  |  | 2426 | 45 | 1862.6289 | 563.3711 | 563371.1111 |  | 34 | 121.3 | 121300 | 2304.7 | 2.222% | 51.2156 | 614.5867 | 1811.4133
10141103 | MS | MINISUBESTAÇÃO | PT 399 | MINISUBESTAÇÃO MARCA: PT 399 |  |  | Maputo |  |  | 32,5916356 | -25,9757686 | 500 | 11 | 0,4 | 3Φ | 2006 |  |  | 2426 | 45 | 1862.6289 | 563.3711 | 563371.1111 |  | 34 | 121.3 | 121300 | 2304.7 | 2.222% | 51.2156 | 614.5867 | 1811.4133
10141103 | MS | MINISUBESTAÇÃO | PTS 59 | MINISUBESTAÇÃO MARCA: PTS 59 |  |  | Maputo |  |  | 32,5804607 | -25,9729978 | 630 | 11 | 0,4 | 3Φ | 2006 |  |  | 2772 | 45 | 2128.28 | 643.72 | 643720 |  | 34 | 138.6 | 138600 | 2633.4 | 2.222% | 58.52 | 702.24 | 2069.76
10141103 | MS | MINISUBESTAÇÃO | PTS 127 | MINISUBESTAÇÃO MARCA:Efacec PTS 127 |  |  | Maputo |  |  | 32,5774318 | -25,9687793 | 630 | 11 | 0,4 | 3Φ | 2006 | Efacec | K0011541.09 | 2772 | 45 | 2128.28 | 643.72 | 643720 |  | 34 | 138.6 | 138600 | 2633.4 | 2.222% | 58.52 | 702.24 | 2069.76
10141103 | MS | MINISUBESTAÇÃO | PT 18 | MINISUBESTAÇÃO MARCA:Efacec PT 18 |  |  | Maputo |  |  | 32,5770587 | -25,9696609 | 630 | 11 | 0,4 | 3Φ | 2006 | Efacec | K0011541.09 | 2772 | 45 | 2128.28 | 643.72 | 643720 |  | 34 | 138.6 | 138600 | 2633.4 | 2.222% | 58.52 | 702.24 | 2069.76
10141103 | MS | MINISUBESTAÇÃO | PS 14 | MINISUBESTAÇÃO MARCA:MACE PS 14 |  |  | Maputo |  |  | 32,5838281 | -25,9775245 | 800 | 11 | 0,4 | 3Φ | 2006 | MACE | 22341 | 3119 | 45 | 2394.6989 | 724.3011 | 724301.1111 |  | 34 | 155.95 | 155950 | 2963.05 | 2.222% | 65.8456 | 790.1467 | 2328.8533
10141103 | MS | MINISUBESTAÇÃO | PTS 184 | MINISUBESTAÇÃO MARCA:MACE PTS 184 |  |  | Maputo |  |  | 32,5887153 | -25,9548339 | 315 | 11 | 0,4 | 3Φ | 2006 | MACE | 22330 | 1213 | 45 | 931.3144 | 281.6856 | 281685.5556 |  | 34 | 60.65 | 60650 | 1152.35 | 2.222% | 25.6078 | 307.2933 | 905.7067
10141103 | MS | MINISUBESTAÇÃO | PT 390 | MINISUBESTAÇÃO MARCA: PT 390 |  |  | Maputo |  |  | 32,5861101 | -25,9567544 | 315 | 11 | 0,4 | 3Φ | 2006 |  |  | 1213 | 45 | 931.3144 | 281.6856 | 281685.5556 |  | 34 | 60.65 | 60650 | 1152.35 | 2.222% | 25.6078 | 307.2933 | 905.7067
10141103 | MS | MINISUBESTAÇÃO | PTS 181 | MINISUBESTAÇÃO MARCA: PTS 181 | Kamubucuane |  | Maputo |  |  | 32,5628374 | -25,9534589 | 315 | 11 | 0,5 | 3Φ | 2006 |  |  | 1213 | 45 | 931.3144 | 281.6856 | 281685.5556 |  | 34 | 60.65 | 60650 | 1152.35 | 2.222% | 25.6078 | 307.2933 | 905.7067
10141103 | MS | MINISUBESTAÇÃO | PS 12 | MINISUBESTAÇÃO MARCA: PS 12 | Kamubucuane |  | Maputo |  |  | 32,5515631 | -25,9357774 | 315 | 11 | 0,4 | 3Φ | 2006 |  |  | 1213 | 45 | 931.3144 | 281.6856 | 281685.5556 |  | 34 | 60.65 | 60650 | 1152.35 | 2.222% | 25.6078 | 307.2933 | 905.7067
10141103 | MS | MINISUBESTAÇÃO | PTS 97 | MINISUBESTAÇÃO MARCA:Efacec PTS 97 | Kamubucuane |  | Maputo |  |  | 32.5496 | -25.9351 | 500 | 11 | 0,4 | 3Φ | 2006 | Efacec | 3390 | 2426 | 45 | 1862.6289 | 563.3711 | 563371.1111 |  | 34 | 121.3 | 121300 | 2304.7 | 2.222% | 51.2156 | 614.5867 | 1811.4133
10141103 | MS | MINISUBESTAÇÃO | PT 384R | MINISUBESTAÇÃO MARCA:Tusco Trafo PT 384R | Guava |  | Maputo |  |  | 32,6068542 | -25,7980218 | 250 | 33 | 0,4 | 3Φ | 2006 | Tusco Trafo | 487894 | 3638 | 45 | 2793.1756 | 844.8244 | 844824.4444 |  | 34 | 181.9 | 181900 | 3456.1 | 2.222% | 76.8022 | 921.6267 | 2716.3733
10141103 | GMT | TRANSFORMADOR |  | TRANSFORMADOR MARCA:FUJI TUSCO SE-MANJE | TETE | SE-MANJE | CHIFUNDE | LUIA-CENT.SAUDE |  | 488854.520 | 8326967.754 | 100 | 33 | 0.4 | 3 | 2006 | FUJI TUSCO |  | 763 | 45 | 585.8144 | 177.1856 | 177185.5556 |  | 34 | 38.15 | 38150 | 724.85 | 2.222% | 16.1078 | 193.2933 | 569.7067
10141103 | GMT | TRANSFORMADOR |  | TRANSFORMADOR MARCA:FUJI TUSCO SE-MANJE | TETE | SE-MANJE | TSANGANO | LIGOE |  | 667400.413 | 8344236.080 | 160 | 33 | 0.4 | 3 | 2006 | FUJI TUSCO |  | 991 | 45 | 760.8678 | 230.1322 | 230132.2222 |  | 34 | 49.55 | 49550 | 941.45 | 2.222% | 20.9211 | 251.0533 | 739.9467
10141103 | GMT | TRANSFORMADOR | PTS5 | TRANSFORMADOR MARCA: PTS5 |  |  | NAMPULA | RUA DOS CONTINUADORES- PTS 05 |  | 15°7'25.775" | 39°15'25.617" | 315 | 11 | 400V | 3 | 2006 |  |  | 840 | 45 | 644.9333 | 195.0667 | 195066.6667 |  | 34 | 42 | 42000 | 798 | 2.222% | 17.7333 | 212.8 | 627.2
10141103 | GMT | TRANSFORMADOR | PTS8 | TRANSFORMADOR MARCA: PTS8 |  |  | NAMPULA | BAIRRO DE MUTAUANHA - AO LADO DA SUMEYA |  | 15°6'33.100" | 39°14'38.013" | 630 | 33 | 400V | 3 | 2006 |  |  | 1200 | 45 | 921.3333 | 278.6667 | 278666.6667 |  | 34 | 60 | 60000 | 1140 | 2.222% | 25.3333 | 304 | 896
10141103 | GMT | TRANSFORMADOR | PTS12 | TRANSFORMADOR MARCA: PTS12 |  |  | NAMPULA | AVENIDA DE TRABALHO - PRÉDIO JAMILA |  | 15°6'38.411" | 39°15'2.711" | 200 | 33 | 400V | 3 | 2006 |  |  | 991 | 45 | 760.8678 | 230.1322 | 230132.2222 |  | 34 | 49.55 | 49550 | 941.45 | 2.222% | 20.9211 | 251.0533 | 739.9467
10141103 | GMT | TRANSFORMADOR | PTS14 | TRANSFORMADOR MARCA: PTS14 |  |  | NAMPULA | RUA DA FRANÇA |  | 15°6'17.094 | 39°15'58.199" | 250 | 11 | 400V | 3 | 2006 |  |  | 840 | 45 | 644.9333 | 195.0667 | 195066.6667 |  | 34 | 42 | 42000 | 798 | 2.222% | 17.7333 | 212.8 | 627.2
10141103 | GMT | TRANSFORMADOR | 160 | TRANSFORMADOR MARCA: 160 |  |  | Nampula | MARRATANE |  | 15°15'23.747" | 39°15'16.205" | 100 | 33 | 400V | 3 | 2006 |  |  | 763 | 45 | 585.8144 | 177.1856 | 177185.5556 |  | 34 | 38.15 | 38150 | 724.85 | 2.222% | 16.1078 | 193.2933 | 569.7067
10141103 | GMT | TRANSFORMADOR | 161 | TRANSFORMADOR MARCA: 161 |  |  | Nampula | MARRATANE |  | 15°15'19.116" | 39°14'55.313" | 100 | 33 | 400V | 3 | 2006 |  |  | 763 | 45 | 585.8144 | 177.1856 | 177185.5556 |  | 34 | 38.15 | 38150 | 724.85 | 2.222% | 16.1078 | 193.2933 | 569.7067
10141103 | GMT | TRANSFORMADOR | PTS 13 | TRANSFORMADOR MARCA:ABB ANGOCHE PTS 13 |  | ANGOCHE | ANGOCHE | MANGINE |  | 16°12.657 | 39°53.575 | 200 | 33KV | 400V | 3 | 2006 | ABB |  | 991 | 45 | 760.8678 | 230.1322 | 230132.2222 |  | 34 | 49.55 | 49550 | 941.45 | 2.222% | 20.9211 | 251.0533 | 739.9467
10141103 | GMT | TRANSFORMADOR | PT 100 | TRANSFORMADOR MARCA:ABB PT 100 PT 100 |  | PT 100 | Maxaquene |  |  |  |  | 315 | 11 | 0.4 | 3Ø | 2006 | ABB |  | 840 | 45 | 644.9333 | 195.0667 | 195066.6667 |  | 34 | 42 | 42000 | 798 | 2.222% | 17.7333 | 212.8 | 627.2
10141103 | GMT | TRANSFORMADOR | PT 132 | TRANSFORMADOR MARCA:ORMAZABAL PT 132 PT 132 |  | PT 132 | Maxaquene |  |  |  |  | 630 | 11 | 0.4 | 3Ø | 2006 | ORMAZABAL | 256829 | 1016 | 45 | 780.0622 | 235.9378 | 235937.7778 |  | 34 | 50.8 | 50800 | 965.2 | 2.222% | 21.4489 | 257.3867 | 758.6133
10141103 | GMT | TRANSFORMADOR | PTS 67 | TRANSFORMADOR MARCA:ABB PTS 67 PTS 67 |  | PTS 67 | Matola | Liberdade |  | 32.468497 | -25.909149 | 500 | 33 | 0.4 | 3Ø | 2006 | ABB | T-24375 | 1200 | 45 | 921.3333 | 278.6667 | 278666.6667 |  | 34 | 60 | 60000 | 1140 | 2.222% | 25.3333 | 304 | 896
10141103 | GMT | TRANSFORMADOR | PT 127 | TRANSFORMADOR MARCA:Tusco Trafo PT 127 | Mashava |  | Maputo |  |  | 32,4756318 | -25,8787734 | 100 | 33 | 0,4 | 3Φ | 2006 | Tusco Trafo | 487856 | 763 | 45 | 585.8144 | 177.1856 | 177185.5556 |  | 34 | 38.15 | 38150 | 724.85 | 2.222% | 16.1078 | 193.2933 | 569.7067
10141103 | GMT | TRANSFORMADOR | PT 39 RG | TRANSFORMADOR MARCA:Westingcorp Power Industries PT 39 RG | Vilankulo |  | Inhambane |  |  | 35,3144062 | -21,9910272 | 200 | 11 | 0.4 | 3Φ | 2006 | Westingcorp Power Industries | F7815/7 | 572 | 45 | 439.1689 | 132.8311 | 132831.1111 |  | 34 | 28.6 | 28600 | 543.4 | 2.222% | 12.0756 | 144.9067 | 427.0933
10141103 | GMT | TRANSFORMADOR | AGXX/PTS0092 | TRANSFORMADOR MARCA:ABB AGXX/PTS0092 AGXX/PTS0092 | Joson-Praia de Xai-Xai | AGXX/PTS0092 | Gaza | Gaza |  | 25º 07.341 | 033º 43.229 | 100 | 11 | 0.4 | 3 | 2006 | ABB | T - 25123 | 763 | 45 | 585.8144 | 177.1856 | 177185.5556 |  | 34 | 38.15 | 38150 | 724.85 | 2.222% | 16.1078 | 193.2933 | 569.7067
10141103 | GMT | TRANSFORMADOR | PTS5 | TRANSFORMADOR MARCA:Power Tech PTS5 |  |  | NAMPULA | RUA DOS CONTINUADORES- PTS 05 |  | 15°7'25.775" | 39°15'25.617" | 315 | 11 | 400V | 3 | 2006 | Power Tech | 20801002/04 | 840 | 45 | 644.9333 | 195.0667 | 195066.6667 |  | 34 | 42 | 42000 | 798 | 2.222% | 17.7333 | 212.8 | 627.2
10141103 | GMT | TRANSFORMADOR | PTS8 | TRANSFORMADOR MARCA:TM PTS8 |  |  | NAMPULA | BAIRRO DE MUTAUANHA - AO LADO DA SUMEYA |  | 15°6'33.100" | 39°14'38.013" | 630 | 33 | 400V | 3 | 2006 | TM | 920835 | 1200 | 45 | 921.3333 | 278.6667 | 278666.6667 |  | 34 | 60 | 60000 | 1140 | 2.222% | 25.3333 | 304 | 896
10141103 | GMT | TRANSFORMADOR | PTS12 | TRANSFORMADOR MARCA:SGB PTS12 |  |  | NAMPULA | AVENIDA DE TRABALHO - PRÉDIO JAMILA |  | 15°6'38.411" | 39°15'2.711" | 200 | 33 | 400V | 3 | 2006 | SGB | 397399 | 991 | 45 | 760.8678 | 230.1322 | 230132.2222 |  | 34 | 49.55 | 49550 | 941.45 | 2.222% | 20.9211 | 251.0533 | 739.9467
10141103 | GMT | TRANSFORMADOR | PTS14 | TRANSFORMADOR MARCA:EFACEC PTS14 |  |  | NAMPULA | RUA DA FRANÇA |  | 15°6'17.094 | 39°15'58.199" | 250 | 11 | 400V | 3 | 2006 | EFACEC | F001010,04 | 840 | 45 | 644.9333 | 195.0667 | 195066.6667 |  | 34 | 42 | 42000 | 798 | 2.222% | 17.7333 | 212.8 | 627.2
10141103 | GMT | TRANSFORMADOR | 160 | TRANSFORMADOR MARCA:EFACEC 160 |  |  | Nampula | MARRATANE |  | 15°15'23.747" | 39°15'16.205" | 100 | 33 | 400V | 3 | 2006 | EFACEC | K008300,05 | 763 | 45 | 585.8144 | 177.1856 | 177185.5556 |  | 34 | 38.15 | 38150 | 724.85 | 2.222% | 16.1078 | 193.2933 | 569.7067
10141103 | GMT | TRANSFORMADOR | 161 | TRANSFORMADOR MARCA:TM 161 |  |  | Nampula | MARRATANE |  | 15°15'19.116" | 39°14'55.313" | 100 | 33 | 400V | 3 | 2006 | TM | 920822 | 763 | 45 | 585.8144 | 177.1856 | 177185.5556 |  | 34 | 38.15 | 38150 | 724.85 | 2.222% | 16.1078 | 193.2933 | 569.7067
10141103 | GMT | TRANSFORMADOR | PTS 13 | TRANSFORMADOR MARCA:Moçambique ANGOCHE PTS 13 |  | ANGOCHE | ANGOCHE | MANGINE |  | 16°12.657 | 39°53.575 | 200 | 33KV | 400V | 3 | 2006 | Moçambique | 995623 | 991 | 45 | 760.8678 | 230.1322 | 230132.2222 |  | 34 | 49.55 | 49550 | 941.45 | 2.222% | 20.9211 | 251.0533 | 739.9467
10141103 | PMT | TRANSFORMADOR |  | TRANSFORMADOR MARCA:ASTOR SE-MANJE | TETE | SE-MANJE | ULONGUE | CALOMUE 2 |  | 642665.198 | 8407178.015 | 160 | 33 | 0.4 | 3 | 2006 | ASTOR | 17-25294 | 991 | 45 | 760.8678 | 230.1322 | 230132.2222 |  | 34 | 49.55 | 49550 | 941.45 | 2.222% | 20.9211 | 251.0533 | 739.9467
10141103 | PMT | TRANSFORMADOR |  | TRANSFORMADOR MARCA:EFACEC SE-MATAMBO | TETE | SE-MATAMBO | CHANGARA | SAMADJESSA |  | 16°49'12.80” | 33°23'31.34” | 100 | 33 | 0.4 | 3 | 2006 | EFACEC | N/A | 763 | 45 | 585.8144 | 177.1856 | 177185.5556 |  | 34 | 38.15 | 38150 | 724.85 | 2.222% | 16.1078 | 193.2933 | 569.7067
10141103 | PMT | TRANSFORMADOR |  | TRANSFORMADOR MARCA:EFACEC SE-MATAMBO | TETE | SE-MATAMBO | CHANGARA | BOMBAS |  | 529125.551 | 8140314.614 | 100 | 33 | 0.4 | 3 | 2006 | EFACEC | N/A | 763 | 45 | 585.8144 | 177.1856 | 177185.5556 |  | 34 | 38.15 | 38150 | 724.85 | 2.222% | 16.1078 | 193.2933 | 569.7067
10141103 | PMT | TRANSFORMADOR |  | TRANSFORMADOR MARCA:EFACEC SE-MATAMBO | TETE | SE-MATAMBO | CHANGARA | KM-18 |  | 55719.588 | 8197268.151 | 50 | 33 | 0.4 | 3 | 2006 | EFACEC | N/A | 643 | 45 | 493.6811 | 149.3189 | 149318.8889 |  | 34 | 32.15 | 32150 | 610.85 | 2.222% | 13.5744 | 162.8933 | 480.1067
10141103 | PMT | TRANSFORMADOR |  | TRANSFORMADOR MARCA:OZGUNEY SE-JINDAL | TETE | SE-JINDAL | MAGOE | DAQUE-MAGOE |  | 408343.489 | 8247978.318 | 160 | 33 | 0.4 | 3 | 2006 | OZGUNEY |  | 991 | 45 | 760.8678 | 230.1322 | 230132.2222 |  | 34 | 49.55 | 49550 | 941.45 | 2.222% | 20.9211 | 251.0533 | 739.9467
10141103 | PMT | TRANSFORMADOR |  | TRANSFORMADOR MARCA:FUJI TUSCO SE-MANJE | TETE | SE-MANJE | TSANGANO | NTHULA |  | 666583.438 | 8322800.081 | 160 | 33 | 0.4 | 3 | 2006 | FUJI TUSCO |  | 991 | 45 | 760.8678 | 230.1322 | 230132.2222 |  | 34 | 49.55 | 49550 | 941.45 | 2.222% | 20.9211 | 251.0533 | 739.9467
10141103 | PMT | TRANSFORMADOR | PTS 11 | TRANSFORMADOR MARCA:TUSCO ANGOCHE PTS 11 |  | ANGOCHE | NAMETORIA | NACUCHA |  | 16°04.192 | 39°40.680 | 32 | 33KV | 400V | 1 | 2006 | TUSCO |  | 643 | 45 | 493.6811 | 149.3189 | 149318.8889 |  | 34 | 32.15 | 32150 | 610.85 | 2.222% | 13.5744 | 162.8933 | 480.1067
10141103 | PMT | TRANSFORMADOR | PTS1013 | TRANSFORMADOR MARCA: LICHINGA PTS1013 |  | LICHINGA | LICHINGA | Bairro Chiuaula |  | S13 18.638 | E35 16.981 | 160 | 11KV | 400V | 3 | 2006 |  |  | 572 | 45 | 439.1689 | 132.8311 | 132831.1111 |  | 34 | 28.6 | 28600 | 543.4 | 2.222% | 12.0756 | 144.9067 | 427.0933
10141103 | PMT | TRANSFORMADOR | 99 | TRANSFORMADOR MARCA: NACALA 99 |  | NACALA | Mossuril | Namitatari |  | 14°56.220 | 40°25.397 | 50 | 33KV | 400V | 3 | 2006 |  |  | 643 | 45 | 493.6811 | 149.3189 | 149318.8889 |  | 34 | 32.15 | 32150 | 610.85 | 2.222% | 13.5744 | 162.8933 | 480.1067
10141103 | PMT | TRANSFORMADOR | PT101 | TRANSFORMADOR MARCA:DPM PT101 PT101 | Bairro do Macurungo(Rua 7) | PT101 | BEIRA | SOFALA |  | 696776 | 7805334.2 | 500 | 22 | 0.4 | 3 | 2006 | DPM | DC0016/0161 | 1016 | 45 | 780.0622 | 235.9378 | 235937.7778 |  | 34 | 50.8 | 50800 | 965.2 | 2.222% | 21.4489 | 257.3867 | 758.6133
10141103 | PMT | TRANSFORMADOR | PT227 | TRANSFORMADOR MARCA:DPM PT227 PT227 | Inhamudima | PT227 | BEIRA | SOFALA |  | 695178.1 | 695178.1 | 315 | 22 | 0.4 | 3 | 2006 | DPM | DC0014/0140 | 953 | 45 | 731.6922 | 221.3078 | 221307.7778 |  | 34 | 47.65 | 47650 | 905.35 | 2.222% | 20.1189 | 241.4267 | 711.5733
10141103 | PMT | TRANSFORMADOR | PT257 | TRANSFORMADOR MARCA:DPM PT257 PT257 | Bairro do Goto(Mercadinho) | PT257 | BEIRA | SOFALA |  | 694640 | 7807999.5 | 200 | 22 | 0.4 | 3 | 2006 | DPM | DC0012/0915 | 572 | 45 | 439.1689 | 132.8311 | 132831.1111 |  | 34 | 28.6 | 28600 | 543.4 | 2.222% | 12.0756 | 144.9067 | 427.0933
10141103 | PMT | TRANSFORMADOR | PT264 | TRANSFORMADOR MARCA:DPM PT264 PT264 | Bairro da Massamba | PT264 | BEIRA | SOFALA |  | 694496.7 | 7807055.2 | 200 | 22 | 0.4 | 3 | 2006 | DPM | DC012/0923 | 572 | 45 | 439.1689 | 132.8311 | 132831.1111 |  | 34 | 28.6 | 28600 | 543.4 | 2.222% | 12.0756 | 144.9067 | 427.0933
10141103 | PMT | TRANSFORMADOR | PT286 | TRANSFORMADOR MARCA:DPM PT286 PT286 | Inhamízua Travessia para Seccionador Manuel António | PT286 | BEIRA | SOFALA |  | 691790.2 | 7816874.2 | 100 | 22 | 0.4 | 3 | 2006 | DPM | DB0010/2374 | 445 | 45 | 341.6611 | 103.3389 | 103338.8889 |  | 34 | 22.25 | 22250 | 422.75 | 2.222% | 9.3944 | 112.7333 | 332.2667
10141103 | PMT | TRANSFORMADOR | AGCTC/PT7 | TRANSFORMADOR MARCA:STANDARD AGCTC/PT7 AGCTC/PT7 | BAIRRO INHAZONIA | AGCTC/PT7 | INHAZONIA | MANICA | Posto Policial | S17 57 19,9 | E033 12 03,0 | 250 | 33 | 0.4 | 3 | 2006 | STANDARD | 24361 | 991 | 45 | 760.8678 | 230.1322 | 230132.2222 |  | 34 | 49.55 | 49550 | 941.45 | 2.222% | 20.9211 | 251.0533 | 739.9467
10141103 | PMT | TRANSFORMADOR | AGCHI/PT08 | TRANSFORMADOR MARCA:DPS AGCHI/PT08 AGCHI/PT08 | PINA | AGCHI/PT08 | CHIMOIO | MANICA | NHAMADJESSA | S19 06 46.1 | E33 26 48.2 | 200 | 22 | 0.4 | 3 | 2006 | DPS | DC0001210924 | 572 | 45 | 439.1689 | 132.8311 | 132831.1111 |  | 34 | 28.6 | 28600 | 543.4 | 2.222% | 12.0756 | 144.9067 | 427.0933
10141103 | PMT | TRANSFORMADOR | AGCHI/PT86 | TRANSFORMADOR MARCA:DPM AGCHI/PT86 AGCHI/PT86 | NHAMITE | AGCHI/PT86 | CHIMOIO | MANICA | BAIRRO TEMBWE | S19 05 55.9 | E33 25 27.2 | 100 | 22 | 0.4 | 3 | 2006 | DPM | 0010/2313 | 445 | 45 | 341.6611 | 103.3389 | 103338.8889 |  | 34 | 22.25 | 22250 | 422.75 | 2.222% | 9.3944 | 112.7333 | 332.2667
10141103 | PMT | TRANSFORMADOR | AGGDL/PT16 | TRANSFORMADOR MARCA:DPM AGGDL/PT16 AGGDL/PT16 | Bairro Amatongas Socel | AGGDL/PT16 | GONDOLA | MANICA | MOAGEMALBERTO MACAMERO | S19 06 05,59 | E033 46 26,73 | 100 | 22 | 0.4 | 3 | 2006 | DPM | D00010/2316 | 445 | 45 | 341.6611 | 103.3389 | 103338.8889 |  | 34 | 22.25 | 22250 | 422.75 | 2.222% | 9.3944 | 112.7333 | 332.2667
10141103 | PMT | TRANSFORMADOR | AGGDL/PT24 | TRANSFORMADOR MARCA:ABB AGGDL/PT24 AGGDL/PT24 | Bairro 25 de Junho | AGGDL/PT24 | GONDOLA | MANICA | CONSELHO MUNICIPAL DE GONDLA | S19 04 06,6 | E033 38 03,0 | 160 | 22 | 0.4 | 3 | 2006 | ABB | T-25200 | 572 | 45 | 439.1689 | 132.8311 | 132831.1111 |  | 34 | 28.6 | 28600 | 543.4 | 2.222% | 12.0756 | 144.9067 | 427.0933
10141103 | PMT | TRANSFORMADOR | AGMNC/PT9 | TRANSFORMADOR MARCA:ABB AGMNC/PT9 AGMNC/PT9 | Bairro Chinhamapere | AGMNC/PT9 | MANICA | MANICA | AO LADO DO BAR AR LINDO | S18 56 52,39 | E032 51 15,41 | 500 | 33 | 0.4 | 3 | 2006 | ABB | T-24381 | 1200 | 45 | 921.3333 | 278.6667 | 278666.6667 |  | 34 | 60 | 60000 | 1140 | 2.222% | 25.3333 | 304 | 896
10141103 | PMT | TRANSFORMADOR | AGMNC/PT10 | TRANSFORMADOR MARCA:No Information plate AGMNC/PT10 AGMNC/PT10 | Bairro 7 de Abril | AGMNC/PT10 | MANICA | MANICA | NO MERCADO DO BARRIO 7 DE ABRIL | S18 55 29,0 | E032 51 39,7 | 500 | 33 | 0.4 | 3 | 2006 | No Information plate |  | 1200 | 45 | 921.3333 | 278.6667 | 278666.6667 |  | 34 | 60 | 60000 | 1140 | 2.222% | 25.3333 | 304 | 896
10141103 | PMT | TRANSFORMADOR | AGMNC/PT18 | TRANSFORMADOR MARCA:ABB AGMNC/PT18 AGMNC/PT18 | Bairro Manhate | AGMNC/PT18 | MANICA | MANICA | ZONA DA ESG JECUA | S18 55 29,0 | E032 51 39,7 | 200 | 33 | 0.4 | 3 | 2006 | ABB | T-5351 | 991 | 45 | 760.8678 | 230.1322 | 230132.2222 |  | 34 | 49.55 | 49550 | 941.45 | 2.222% | 20.9211 | 251.0533 | 739.9467
10141103 | PMT | TRANSFORMADOR | AGVDZ/PT8 | TRANSFORMADOR MARCA:DPM AGVDZ/PT8 AGVDZ/PT8 | Bairro Chibata | AGVDZ/PT8 | VANDUZI | MANICA | IMAP | S19 03 51,3 | E33 19 20,7 | 100 | 22 | 0.4 | 3 | 2006 | DPM | 102311 | 445 | 45 | 341.6611 | 103.3389 | 103338.8889 |  | 34 | 22.25 | 22250 | 422.75 | 2.222% | 9.3944 | 112.7333 | 332.2667
10141103 | PMT | TRANSFORMADOR | PTS 1032 | TRANSFORMADOR MARCA:FUJI TUSCO PTS 1032 PTS 1032 |  | PTS 1032 | Matola | Liberdade |  | 32.469201 | -25.920413 | 200 | 33 | 0.4 | 3Ø | 2006 | FUJI TUSCO | 591399 | 991 | 45 | 760.8678 | 230.1322 | 230132.2222 |  | 34 | 49.55 | 49550 | 941.45 | 2.222% | 20.9211 | 251.0533 | 739.9467
10141103 | PMT | TRANSFORMADOR | PTS 1035 | TRANSFORMADOR MARCA:ABB PTS 1035 PTS 1035 |  | PTS 1035 | Boane | Boane |  | 32.337356 | -25.009319 | 200 | 33 | 0.4 | 3Ø | 2006 | ABB | T-24351 | 991 | 45 | 760.8678 | 230.1322 | 230132.2222 |  | 34 | 49.55 | 49550 | 941.45 | 2.222% | 20.9211 | 251.0533 | 739.9467
10141103 | PMT | TRANSFORMADOR | PTS 797 | TRANSFORMADOR MARCA:ABB PTS 797 PTS 797 |  | PTS 797 | Boane | Boane |  | 32.352064 | -25.059361 | 200 | 33 | 0.4 | 3Ø | 2006 | ABB | T-25354 | 991 | 45 | 760.8678 | 230.1322 | 230132.2222 |  | 34 | 49.55 | 49550 | 941.45 | 2.222% | 20.9211 | 251.0533 | 739.9467
10141103 | PMT | TRANSFORMADOR | PTS 802 | TRANSFORMADOR MARCA:DPM PTS 802 PTS 802 |  | PTS 802 | Boane | Mahubo |  | 32.388808 | -25.101986 | 25 | 33 | 0.23 | 1Ø | 2006 | DPM | 10576201/05 | 643 | 45 | 493.6811 | 149.3189 | 149318.8889 |  | 34 | 32.15 | 32150 | 610.85 | 2.222% | 13.5744 | 162.8933 | 480.1067
10141103 | PMT | TRANSFORMADOR | PTS 756 | TRANSFORMADOR MARCA:DPM PTS 756 PTS 756 |  | PTS 756 | Boane | Mahubo |  | 32.340430 | -25.123915 | 25 | 33 | 0.23 | 1Ø | 2006 | DPM | 10576201/06 | 643 | 45 | 493.6811 | 149.3189 | 149318.8889 |  | 34 | 32.15 | 32150 | 610.85 | 2.222% | 13.5744 | 162.8933 | 480.1067
10141103 | PMT | TRANSFORMADOR | PTS 750 | TRANSFORMADOR MARCA:ALSTOM PTS 750 PTS 750 |  | PTS 750 | Boane | Massaca |  | 32.286199 | -25.059975 | 250 | 33 | 0.4 | 3Ø | 2006 | ALSTOM | 03174/13/004 | 991 | 45 | 760.8678 | 230.1322 | 230132.2222 |  | 34 | 49.55 | 49550 | 941.45 | 2.222% | 20.9211 | 251.0533 | 739.9467
10141103 | PMT | TRANSFORMADOR | PTS 1170 | TRANSFORMADOR MARCA:TUSCO TRAFO PTS 1170 PTS 1170 |  | PTS 1170 | Boane | Changalane |  | 32.281577 | -25.417224 | 25 | 33 | 0.23 | 1Ø | 2006 | TUSCO TRAFO | 487761 | 643 | 45 | 493.6811 | 149.3189 | 149318.8889 |  | 34 | 32.15 | 32150 | 610.85 | 2.222% | 13.5744 | 162.8933 | 480.1067
10141103 | PMT | TRANSFORMADOR | PTS 849 | TRANSFORMADOR MARCA:REVIVE PTS 849 PTS 849 |  | PTS 849 | Boane | Catuane |  | 32.208867 | -25.687007 | 32 | 11 | 0.23 | 1Ø | 2006 | REVIVE | RE1131415 | 381 | 45 | 292.5233 | 88.4767 | 88476.6667 |  | 34 | 19.05 | 19050 | 361.95 | 2.222% | 8.0433 | 96.52 | 284.48
10141103 | PMT | TRANSFORMADOR | PTS 691 | TRANSFORMADOR MARCA:TUSCO TRAFO PTS 691 PTS 691 |  | PTS 691 | Boane | Ponta D'ouro |  | 32.832602 | -25.860932 | 100 | 33 | 0.4 | 3Ø | 2006 | TUSCO TRAFO | 487864 | 763 | 45 | 585.8144 | 177.1856 | 177185.5556 |  | 34 | 38.15 | 38150 | 724.85 | 2.222% | 16.1078 | 193.2933 | 569.7067
10141103 | PMT | TRANSFORMADOR | PT 279 | TRANSFORMADOR MARCA:Alstom PT 279 | Kamubucuane |  | Maputo |  |  | 32,6302224 | -25,8387189 | 500 | 33 | 0,4 | 3Φ | 2006 | Alstom | 003644M | 1200 | 45 | 921.3333 | 278.6667 | 278666.6667 |  | 34 | 60 | 60000 | 1140 | 2.222% | 25.3333 | 304 | 896
10141103 | PMT | TRANSFORMADOR | PT 236 | TRANSFORMADOR MARCA:MACE PT 236 | Mahotas |  | Maputo |  |  | 32,6152569 | -25,8778593 | 500 | 11 | 0,4 | 3Φ | 2006 | MACE | 2327 | 1016 | 45 | 780.0622 | 235.9378 | 235937.7778 |  | 34 | 50.8 | 50800 | 965.2 | 2.222% | 21.4489 | 257.3867 | 758.6133
10141103 | PMT | TRANSFORMADOR | PT 354R | TRANSFORMADOR MARCA:Tusco Trafo PT 354R | Guava |  | Maputo |  |  | 32,5766669 | -25,7324613 | 160 | 33 | 0.4 | 3Φ | 2006 | Tusco Trafo | 487878 | 991 | 45 | 760.8678 | 230.1322 | 230132.2222 |  | 34 | 49.55 | 49550 | 941.45 | 2.222% | 20.9211 | 251.0533 | 739.9467
10141103 | PMT | TRANSFORMADOR | PT 45R | TRANSFORMADOR MARCA:ABB PT 45R | Guava |  | Maputo |  |  | 32,6221714 | -25,8421197 | 630 | 33 | 0.4 | 3Φ | 2006 | ABB | T-24262 | 1200 | 45 | 921.3333 | 278.6667 | 278666.6667 |  | 34 | 60 | 60000 | 1140 | 2.222% | 25.3333 | 304 | 896
10141103 | PMT | TRANSFORMADOR | PT 386 | TRANSFORMADOR MARCA:ABB PT 386 | Mashava |  | Maputo |  |  | 32,5036966 | -25,9003237 | 200 | 33 | 0,4 | 3Φ | 2006 | ABB | T-25356 | 991 | 45 | 760.8678 | 230.1322 | 230132.2222 |  | 34 | 49.55 | 49550 | 941.45 | 2.222% | 20.9211 | 251.0533 | 739.9467
10141103 | PMT | TRANSFORMADOR | PTS 1091 | TRANSFORMADOR MARCA:ABB PTS 1091 | Mashava |  | Maputo |  |  | 32,4329024 | -25,8211342 | 200 | 33 | 0,4 | 3Φ | 2006 | ABB | T-024409 | 991 | 45 | 760.8678 | 230.1322 | 230132.2222 |  | 34 | 49.55 | 49550 | 941.45 | 2.222% | 20.9211 | 251.0533 | 739.9467
10141103 | PMT | TRANSFORMADOR | PTS 252 | TRANSFORMADOR MARCA:Tusco Trafo PTS 252 | Mashava |  | Maputo |  |  | 32,4723245 | -25,9063293 | 315 | 33 | 0,4 | 3Φ | 2006 | Tusco Trafo | 487902 | 1039 | 45 | 797.7211 | 241.2789 | 241278.8889 |  | 34 | 51.95 | 51950 | 987.05 | 2.222% | 21.9344 | 263.2133 | 775.7867
10141103 | PMT | TRANSFORMADOR | PT 530 | TRANSFORMADOR MARCA:ABB PT 530 | Mashava |  | Maputo |  |  | 32,4415716 | -25,8653436 | 200 | 33 | 0,4 | 3Φ | 2006 | ABB | T-25557 | 991 | 45 | 760.8678 | 230.1322 | 230132.2222 |  | 34 | 49.55 | 49550 | 941.45 | 2.222% | 20.9211 | 251.0533 | 739.9467
10141103 | PMT | TRANSFORMADOR | PTS ? | TRANSFORMADOR MARCA:Desta Power Malta PTS ? | Mashava |  | Maputo |  |  | 32,2426618 | -25,8167122 | 25 | 33 | 0,4 | 2Φ | 2006 | Desta Power Malta | 10576201/07 | 643 | 45 | 493.6811 | 149.3189 | 149318.8889 |  | 34 | 32.15 | 32150 | 610.85 | 2.222% | 13.5744 | 162.8933 | 480.1067
10141103 | PMT | TRANSFORMADOR | PTS 12R | TRANSFORMADOR MARCA:Tusco Trafo PTS 12R | Katembe |  | Maputo |  |  | 32,5428622 | -26,9802369 | 50 | 33 | 0,4 | 3Φ | 2006 | Tusco Trafo | 487818 | 643 | 45 | 493.6811 | 149.3189 | 149318.8889 |  | 34 | 32.15 | 32150 | 610.85 | 2.222% | 13.5744 | 162.8933 | 480.1067
10141103 | PMT | TRANSFORMADOR | PT 78 RE | TRANSFORMADOR MARCA:Desta Power Malta PT 78 RE | Maxixe |  | Inhambane |  |  | 32,2623655 | -23,8864701 | 25 | 33 | 0,4 | 3Φ | 2006 | Desta Power Malta | 10576002/04 | 643 | 45 | 493.6811 | 149.3189 | 149318.8889 |  | 34 | 32.15 | 32150 | 610.85 | 2.222% | 13.5744 | 162.8933 | 480.1067
10141103 | PMT | TRANSFORMADOR | PT 40 RE | TRANSFORMADOR MARCA:Actom PT 40 RE | Maxixe |  | Inhambane |  |  | 35,3253088 | -23,8556635 | 250 | 33 | 0,4 | 2Φ | 2006 | Actom | 13513/04/025 | 991 | 45 | 760.8678 | 230.1322 | 230132.2222 |  | 34 | 49.55 | 49550 | 941.45 | 2.222% | 20.9211 | 251.0533 | 739.9467
10141103 | PMT | TRANSFORMADOR | PT 27 RE | TRANSFORMADOR MARCA:Fuji Trafo PT 27 RE | Maxixe |  | Inhambane |  |  | 35,3148198 | -23,8921732 | 100 | 33 | 0,4 | 3Φ | 2006 | Fuji Trafo | 451540 | 763 | 45 | 585.8144 | 177.1856 | 177185.5556 |  | 34 | 38.15 | 38150 | 724.85 | 2.222% | 16.1078 | 193.2933 | 569.7067
10141103 | PMT | TRANSFORMADOR | PT 60 | TRANSFORMADOR MARCA:Tusco Trafo PT 60 | Morrumbene |  | Inhambane |  |  | 35,2205052 | -23,4286272 | 50 | 33 | 0.4 | 3Φ | 2006 | Tusco Trafo | 487828 | 643 | 45 | 493.6811 | 149.3189 | 149318.8889 |  | 34 | 32.15 | 32150 | 610.85 | 2.222% | 13.5744 | 162.8933 | 480.1067
10141103 | PMT | TRANSFORMADOR | PT 58 | TRANSFORMADOR MARCA:Tusco Trafo PT 58 | Morrumbene |  | Inhambane |  |  | 35,2834419 | -23,4507639 | 25 | 33 | 0.23 | 2Φ | 2006 | Tusco Trafo | 487768 | 643 | 45 | 493.6811 | 149.3189 | 149318.8889 |  | 34 | 32.15 | 32150 | 610.85 | 2.222% | 13.5744 | 162.8933 | 480.1067
10141103 | PMT | TRANSFORMADOR | PT 1 | TRANSFORMADOR MARCA:Tusco Trafo PT 1 | Morrumbene |  | Inhambane |  |  | 35,3440832 | -23,6591487 | 250 | 33 | 0,4 | 3Φ | 2006 | Tusco Trafo | 487886 | 991 | 45 | 760.8678 | 230.1322 | 230132.2222 |  | 34 | 49.55 | 49550 | 941.45 | 2.222% | 20.9211 | 251.0533 | 739.9467
10141103 | PMT | TRANSFORMADOR | PT 3 | TRANSFORMADOR MARCA:Tusco Trafo PT 3 | Morrumbene |  | Inhambane |  |  | 35,3533561 | -23,6642196 | 50 | 33 | 0,4 | 3Φ | 2006 | Tusco Trafo | 487797 | 643 | 45 | 493.6811 | 149.3189 | 149318.8889 |  | 34 | 32.15 | 32150 | 610.85 | 2.222% | 13.5744 | 162.8933 | 480.1067
10141103 | PMT | TRANSFORMADOR | PT 37 | TRANSFORMADOR MARCA:Tusco Trafo PT 37 | Morrumbene |  | Inhambane |  |  | 35,3297229 | -23,6593289 | 50 | 33 | 0,4 | 3Φ | 2006 | Tusco Trafo | 487817 | 643 | 45 | 493.6811 | 149.3189 | 149318.8889 |  | 34 | 32.15 | 32150 | 610.85 | 2.222% | 13.5744 | 162.8933 | 480.1067
10141103 | PMT | TRANSFORMADOR | PT ? | TRANSFORMADOR MARCA:Tusco Trafo PT ? | Morrumbene |  | Inhambane |  |  | 35,2871725 | -23,7594438 | 25 | 33 | 0.23 | 2Φ | 2006 | Tusco Trafo | 487751 | 643 | 45 | 493.6811 | 149.3189 | 149318.8889 |  | 34 | 32.15 | 32150 | 610.85 | 2.222% | 13.5744 | 162.8933 | 480.1067
10141103 | PMT | TRANSFORMADOR | PT 37 RE | TRANSFORMADOR MARCA:Efacec PT 37 RE | Masinga |  | Inhambane |  |  | 35,3757561 | -23,4508267 | 50 | 33 | 0,4 | 3Φ | 2006 | Efacec | K001526.01 | 643 | 45 | 493.6811 | 149.3189 | 149318.8889 |  | 34 | 32.15 | 32150 | 610.85 | 2.222% | 13.5744 | 162.8933 | 480.1067
10141103 | PMT | TRANSFORMADOR | PT 38 RE | TRANSFORMADOR MARCA:Tusco Trafo PT 38 RE | Masinga |  | Inhambane |  |  | 35,3798847 | -23,4386649 | 50 | 33 | 0,4 | 3Φ | 2006 | Tusco Trafo | 487806 | 643 | 45 | 493.6811 | 149.3189 | 149318.8889 |  | 34 | 32.15 | 32150 | 610.85 | 2.222% | 13.5744 | 162.8933 | 480.1067
10141103 | PMT | TRANSFORMADOR | PT 39 RE | TRANSFORMADOR MARCA:Efacec PT 39 RE | Masinga |  | Inhambane |  |  | 35,3649886 | -23,3324948 | 315 | 33 | 0.4 | 3Φ | 2006 | Efacec | K001481.01 | 1039 | 45 | 797.7211 | 241.2789 | 241278.8889 |  | 34 | 51.95 | 51950 | 987.05 | 2.222% | 21.9344 | 263.2133 | 775.7867
10141103 | PMT | TRANSFORMADOR | PT 01 RE | TRANSFORMADOR MARCA:Tusco Trafo PT 01 RE | Masinga |  | Inhambane |  |  | 35,3819652 | -23,3322458 | 250 | 33 | 0.4 | 3Φ | 2006 | Tusco Trafo | 487889 | 991 | 45 | 760.8678 | 230.1322 | 230132.2222 |  | 34 | 49.55 | 49550 | 941.45 | 2.222% | 20.9211 | 251.0533 | 739.9467
10141103 | PMT | TRANSFORMADOR | PT 04 RE | TRANSFORMADOR MARCA:Tusco Trafo PT 04 RE | Masinga |  | Inhambane |  |  | 35,3811856 | -23,3272574 | 250 | 33 | 0.4 | 3Φ | 2006 | Tusco Trafo | 487892 | 991 | 45 | 760.8678 | 230.1322 | 230132.2222 |  | 34 | 49.55 | 49550 | 941.45 | 2.222% | 20.9211 | 251.0533 | 739.9467
10141103 | PMT | TRANSFORMADOR | PT 03 RE | TRANSFORMADOR MARCA:Tusco Trafo PT 03 RE | Masinga |  | Inhambane |  |  | 35,3867724 | -23,3286393 | 50 | 33 | 0.4 | 3Φ | 2006 | Tusco Trafo | 487814 | 643 | 45 | 493.6811 | 149.3189 | 149318.8889 |  | 34 | 32.15 | 32150 | 610.85 | 2.222% | 13.5744 | 162.8933 | 480.1067
10141103 | PMT | TRANSFORMADOR | PT 09 RE | TRANSFORMADOR MARCA:Tusco Trafo PT 09 RE | Masinga |  | Inhambane |  |  | 35,3699124 | -23,3017073 | 100 | 33 | 0.4 | 3Φ | 2006 | Tusco Trafo | 487841 | 763 | 45 | 585.8144 | 177.1856 | 177185.5556 |  | 34 | 38.15 | 38150 | 724.85 | 2.222% | 16.1078 | 193.2933 | 569.7067
10141103 | PMT | TRANSFORMADOR | PT 40 RG | TRANSFORMADOR MARCA:Alstom PT 40 RG | Vilankulo |  | Inhambane |  |  | 35,3235863 | -21,9901502 | 100 | 11 | 0.415 | 3Φ | 2006 | Alstom | 00092008 | 445 | 45 | 341.6611 | 103.3389 | 103338.8889 |  | 34 | 22.25 | 22250 | 422.75 | 2.222% | 9.3944 | 112.7333 | 332.2667
10141103 | PMT | TRANSFORMADOR | PT 17 RG | TRANSFORMADOR MARCA:ABB PT 17 RG | Vilankulo |  | Inhambane |  |  | 35,3146134 | -21,9937364 | 100 | 11 | 0.4 | 3Φ | 2006 | ABB | T-2534 | 445 | 45 | 341.6611 | 103.3389 | 103338.8889 |  | 34 | 22.25 | 22250 | 422.75 | 2.222% | 9.3944 | 112.7333 | 332.2667
10141103 | PMT | TRANSFORMADOR | PTS 01 | TRANSFORMADOR MARCA:Tusco Trafo Co. PTS 01 |  |  | Zavala |  |  | 34,73972 | -24,71603 | 315 | 33 | 0.4 | 3Φ | 2006 | Tusco Trafo Co. | 487896 | 1039 | 45 | 797.7211 | 241.2789 | 241278.8889 |  | 34 | 51.95 | 51950 | 987.05 | 2.222% | 21.9344 | 263.2133 | 775.7867
10141103 | PMT | TRANSFORMADOR | PTS 02 | TRANSFORMADOR MARCA:DESTA POWER MATLA PTS 02 |  |  | Zavala |  |  | 34,72808 | -24,70138 | 16 | 33 | 0.4 | 1Φ | 2006 | DESTA POWER MATLA | 10576102/02 | 643 | 45 | 493.6811 | 149.3189 | 149318.8889 |  | 34 | 32.15 | 32150 | 610.85 | 2.222% | 13.5744 | 162.8933 | 480.1067
10141103 | PMT | TRANSFORMADOR | PTS 41 | TRANSFORMADOR MARCA:ABB PTS 41 |  |  | PANDA |  |  | 34,73124 | -24,05993 | 200 | 33 | 0.4 | 3Φ | 2006 | ABB | T-24347 | 991 | 45 | 760.8678 | 230.1322 | 230132.2222 |  | 34 | 49.55 | 49550 | 941.45 | 2.222% | 20.9211 | 251.0533 | 739.9467
10141103 | PMT | TRANSFORMADOR | PTS 844 | TRANSFORMADOR MARCA:Tusco Trafo Co. PTS 844 |  |  | MATOLA |  |  | 32,40814 | -25,88859 | 100 | 33 | 0.4 | 3Φ | 2006 | Tusco Trafo Co. | 487848 | 763 | 45 | 585.8144 | 177.1856 | 177185.5556 |  | 34 | 38.15 | 38150 | 724.85 | 2.222% | 16.1078 | 193.2933 | 569.7067
10141103 | PMT | TRANSFORMADOR | PT 654 | TRANSFORMADOR MARCA:Tusco Trafo Co. PT 654 |  |  | Manhica |  |  | 32,6680971 | -25,484490 | 25 | 33 | 0.4 | 3Φ | 2006 | Tusco Trafo Co. | 487750 | 643 | 45 | 493.6811 | 149.3189 | 149318.8889 |  | 34 | 32.15 | 32150 | 610.85 | 2.222% | 13.5744 | 162.8933 | 480.1067
10141103 | PMT | TRANSFORMADOR | PTS 36 | TRANSFORMADOR MARCA:Tusco Trafo Co. PTS 36 |  |  | Inherrime |  |  | 35,05497 | -24,44277 | 50 | 33 | 0.4 | 3Φ | 2006 | Tusco Trafo Co. | 487799 | 643 | 45 | 493.6811 | 149.3189 | 149318.8889 |  | 34 | 32.15 | 32150 | 610.85 | 2.222% | 13.5744 | 162.8933 | 480.1067
10141103 | PMT | TRANSFORMADOR | PTS 11 | TRANSFORMADOR MARCA:Tusco Trafo Co. PTS 11 |  |  | Inherrime |  |  | 35,09687 | -24,41779 | 25 | 33 | 0.4 | 1Φ | 2006 | Tusco Trafo Co. | 487746 | 643 | 45 | 493.6811 | 149.3189 | 149318.8889 |  | 34 | 32.15 | 32150 | 610.85 | 2.222% | 13.5744 | 162.8933 | 480.1067
10141103 | PMT | TRANSFORMADOR | PTS 06 | TRANSFORMADOR MARCA:Tusco Trafo Co. PTS 06 |  |  | Inherrime |  |  | 35,13446 | -24,40204 | 25 | 33 | 0.4 | 1Φ | 2006 | Tusco Trafo Co. | 487748 | 643 | 45 | 493.6811 | 149.3189 | 149318.8889 |  | 34 | 32.15 | 32150 | 610.85 | 2.222% | 13.5744 | 162.8933 | 480.1067
10141103 | PMT | TRANSFORMADOR | PTS 21 | TRANSFORMADOR MARCA:Tusco Trafo Co. PTS 21 |  |  | Inherrime |  |  | 34,79059 | -24,53375 | 25 | 33 | 0.4 | 3Φ | 2006 | Tusco Trafo Co. | 487747 | 643 | 45 | 493.6811 | 149.3189 | 149318.8889 |  | 34 | 32.15 | 32150 | 610.85 | 2.222% | 13.5744 | 162.8933 | 480.1067
10141103 | PMT | TRANSFORMADOR | PTS 07 | TRANSFORMADOR MARCA:Tusco Trafo Co. PTS 07 |  |  | Homoine |  |  | 35,19435 | -23,90752 | 50 | 33 | 0.4 | 3Φ | 2006 | Tusco Trafo Co. | 487792 | 643 | 45 | 493.6811 | 149.3189 | 149318.8889 |  | 34 | 32.15 | 32150 | 610.85 | 2.222% | 13.5744 | 162.8933 | 480.1067
10141103 | PMT | TRANSFORMADOR | PT 216R | TRANSFORMADOR MARCA:ABB PT 216R |  |  | Cumbeza |  |  | 32,5983134 | -25,825232 | 500 | 33 | 0.4 | 3Φ | 2006 | ABB | T-24373 | 1200 | 45 | 921.3333 | 278.6667 | 278666.6667 |  | 34 | 60 | 60000 | 1140 | 2.222% | 25.3333 | 304 | 896
10141103 | PMT | TRANSFORMADOR | AGXX/PTS0284 | TRANSFORMADOR MARCA:ABB AGXX/PTS0284 AGXX/PTS0284 | B.6 Inhamissa | AGXX/PTS0284 | Gaza | Gaza |  | 25º 03.765 | 033º 41.438 | 100 | 11 | 0.4 | 3 | 2006 | ABB | T - 25328 | 445 | 45 | 341.6611 | 103.3389 | 103338.8889 |  | 34 | 22.25 | 22250 | 422.75 | 2.222% | 9.3944 | 112.7333 | 332.2667
10141103 | PMT | TRANSFORMADOR | AGXX/PTS0100 | TRANSFORMADOR MARCA:EFACEC AGXX/PTS0100 AGXX/PTS0100 | Escola Anexa-CFPP | AGXX/PTS0100 | Gaza | Gaza |  | 25º 03.367 | 033º 41.198 | 200 | 11 | 0.4 | 3 | 2006 | EFACEC | K008417.02 | 572 | 45 | 439.1689 | 132.8311 | 132831.1111 |  | 34 | 28.6 | 28600 | 543.4 | 2.222% | 12.0756 | 144.9067 | 427.0933
10141103 | PMT | TRANSFORMADOR | AGCDG/PTS0131 | TRANSFORMADOR MARCA:TUSCO TRAFO AGCDG/PTS0131 AGCDG/PTS0131 | Nascer do Sol Praia de Chizavane | AGCDG/PTS0131 | GESTÃO - USC DE CHIDENGUELE | Gaza |  | 25º 00.720 | 034º 02.275 | 100 | 33 | 0.4 | 3 | 2006 | TUSCO TRAFO | 487846 | 763 | 45 | 585.8144 | 177.1856 | 177185.5556 |  | 34 | 38.15 | 38150 | 724.85 | 2.222% | 16.1078 | 193.2933 | 569.7067
10141103 | PMT | TRANSFORMADOR | AGCDG/PTS0134 | TRANSFORMADOR MARCA:TUSCO TRAFO AGCDG/PTS0134 AGCDG/PTS0134 | Matimbine | AGCDG/PTS0134 | GESTÃO - USC DE CHIDENGUELE | Gaza |  | 24º 54.340 | 034º 54.340 | 50 | 33 | 0.4 | 3 | 2006 | TUSCO TRAFO | 487825 | 643 | 45 | 493.6811 | 149.3189 | 149318.8889 |  | 34 | 32.15 | 32150 | 610.85 | 2.222% | 13.5744 | 162.8933 | 480.1067
10141103 | PMT | TRANSFORMADOR | AGCDG/PTS0144 | TRANSFORMADOR MARCA:TUSCO TRAFO AGCDG/PTS0144 AGCDG/PTS0144 | Lake View Tsewine-Chidenguele | AGCDG/PTS0144 | GESTÃO - USC DE CHIDENGUELE | Gaza |  | 24° 55.737 | 034° 13.348 | 50 | 33 | 0.4 | 3 | 2006 | TUSCO TRAFO | 487823 | 643 | 45 | 493.6811 | 149.3189 | 149318.8889 |  | 34 | 32.15 | 32150 | 610.85 | 2.222% | 13.5744 | 162.8933 | 480.1067
10141103 | PMT | TRANSFORMADOR | AGXX/PTS0265 | TRANSFORMADOR MARCA:EFACEC AGXX/PTS0265 AGXX/PTS0265 | Posto Administrativo de Chongoene | AGXX/PTS0265 | Gaza | Gaza |  | 25º 01.450 | 033º 46.690 | 50 | 33 | 0.4 | 3 | 2006 | EFACEC | L-000289.04 | 643 | 45 | 493.6811 | 149.3189 | 149318.8889 |  | 34 | 32.15 | 32150 | 610.85 | 2.222% | 13.5744 | 162.8933 | 480.1067
10141103 | PMT | TRANSFORMADOR | AGXX/PTS0168 | TRANSFORMADOR MARCA:TUSCO TRAFO AGXX/PTS0168 AGXX/PTS0168 | Siaia Depois das Lojas (Monofasico) | AGXX/PTS0168 | CHIBUTO / MANJACAZE | Gaza |  | 24° 56.037 | 033 °45.164 | 25 | 33 | 0.4 | 3 | 2006 | TUSCO TRAFO | 487766 | 643 | 45 | 493.6811 | 149.3189 | 149318.8889 |  | 34 | 32.15 | 32150 | 610.85 | 2.222% | 13.5744 | 162.8933 | 480.1067
10141103 | PMT | TRANSFORMADOR | AGXX/PTS0172 | TRANSFORMADOR MARCA:TUSCO TRAFO AGXX/PTS0172 AGXX/PTS0172 | Nhacutse bairro 4 | AGXX/PTS0172 | CHIBUTO / MANJACAZE | Gaza |  | 24° 54.459 | 033° 43.065 | 25 | 33 | 0.4 | 3 | 2006 | TUSCO TRAFO | 487770 | 643 | 45 | 493.6811 | 149.3189 | 149318.8889 |  | 34 | 32.15 | 32150 | 610.85 | 2.222% | 13.5744 | 162.8933 | 480.1067
10141103 | PMT | TRANSFORMADOR | AGCBT/PTS0185 | TRANSFORMADOR MARCA:TUSCO TRAFO AGCBT/PTS0185 AGCBT/PTS0185 | Malehice Soto | AGCBT/PTS0185 | GESTÃO ZSC DE CHIBUTO | Gaza |  | 24° 46.122 | 033° 40.599 | 50 | 33 | 0.4 | 3 | 2006 | TUSCO TRAFO | 487808 | 643 | 45 | 493.6811 | 149.3189 | 149318.8889 |  | 34 | 32.15 | 32150 | 610.85 | 2.222% | 13.5744 | 162.8933 | 480.1067
10141103 | PMT | TRANSFORMADOR | AGCBT/PTS0200 | TRANSFORMADOR MARCA:TUSCO TRAFO AGCBT/PTS0200 AGCBT/PTS0200 | Chimundo Djasse | AGCBT/PTS0200 | GESTÃO ZSC DE CHIBUTO | Gaza |  | 24° 42.066 | 033° 34.557 | 100 | 33 | 0.4 | 3 | 2006 | TUSCO TRAFO | 487847 | 763 | 45 | 585.8144 | 177.1856 | 177185.5556 |  | 34 | 38.15 | 38150 | 724.85 | 2.222% | 16.1078 | 193.2933 | 569.7067
10141103 | PMT | TRANSFORMADOR | AGMJC/PTS0239 | TRANSFORMADOR MARCA:TUSCO TRAFO AGMJC/PTS0239 AGMJC/PTS0239 | Dingane 2 | AGMJC/PTS0239 | GESTÃO - ZSC DE MANJACAZE | Gaza |  | 24° 41.982 | 033° 51.742 | 100 | 33 | 0.4 | 3 | 2006 | TUSCO TRAFO | 487850 | 763 | 45 | 585.8144 | 177.1856 | 177185.5556 |  | 34 | 38.15 | 38150 | 724.85 | 2.222% | 16.1078 | 193.2933 | 569.7067
10141103 | PMT | TRANSFORMADOR | AGMJC/PTS0255 | TRANSFORMADOR MARCA:TUSCO TRAFO AGMJC/PTS0255 AGMJC/PTS0255 | Chalala | AGMJC/PTS0255 | GESTÃO - ZSC DE MANJACAZE | Gaza |  | 24° 37.420 | 033° 55.152 | 100 | 33 | 0.4 | 3 | 2006 | TUSCO TRAFO | 487862 | 763 | 45 | 585.8144 | 177.1856 | 177185.5556 |  | 34 | 38.15 | 38150 | 724.85 | 2.222% | 16.1078 | 193.2933 | 569.7067
10141103 | PMT | TRANSFORMADOR | AGMJC/PTS0256 | TRANSFORMADOR MARCA:TUSCO TRAFO AGMJC/PTS0256 AGMJC/PTS0256 | Nwadjahane | AGMJC/PTS0256 | GESTÃO - ZSC DE MANJACAZE | Gaza |  | 24° 35.780 | 033° 53.779 | 100 | 33 | 0.4 | 3 | 2006 | TUSCO TRAFO | 487852 | 763 | 45 | 585.8144 | 177.1856 | 177185.5556 |  | 34 | 38.15 | 38150 | 724.85 | 2.222% | 16.1078 | 193.2933 | 569.7067
10141103 | PMT | TRANSFORMADOR | AGMJC/PTS0257 | TRANSFORMADOR MARCA:TUSCO TRAFO AGMJC/PTS0257 AGMJC/PTS0257 | Riguane | AGMJC/PTS0257 | GESTÃO - ZSC DE MANJACAZE | Gaza |  | 24° 35.347 | 033° 54.890 | 100 | 33 | 0.4 | 3 | 2006 | TUSCO TRAFO | 487853 | 763 | 45 | 585.8144 | 177.1856 | 177185.5556 |  | 34 | 38.15 | 38150 | 724.85 | 2.222% | 16.1078 | 193.2933 | 569.7067
10141103 | PMT | TRANSFORMADOR | AGMJC/PTS0258 | TRANSFORMADOR MARCA:TUSCO TRAFO AGMJC/PTS0258 AGMJC/PTS0258 | Larangeiras Adeia | AGMJC/PTS0258 | GESTÃO - ZSC DE MANJACAZE | Gaza |  | 24° 34.604 | 033° 54.924 | 100 | 33 | 0.4 | 3 | 2006 | TUSCO TRAFO | 487866 | 763 | 45 | 585.8144 | 177.1856 | 177185.5556 |  | 34 | 38.15 | 38150 | 724.85 | 2.222% | 16.1078 | 193.2933 | 569.7067
10141103 | PMT | TRANSFORMADOR | AGMJC/PTS0259 | TRANSFORMADOR MARCA:TUSCO TRAFO AGMJC/PTS0259 AGMJC/PTS0259 | Canhine | AGMJC/PTS0259 | GESTÃO - ZSC DE MANJACAZE | Gaza |  | 24° 32.597 | 033° 56.628 | 100 | 33 | 0.4 | 3 | 2006 | TUSCO TRAFO | 487865 | 763 | 45 | 585.8144 | 177.1856 | 177185.5556 |  | 34 | 38.15 | 38150 | 724.85 | 2.222% | 16.1078 | 193.2933 | 569.7067
10141103 | PMT | TRANSFORMADOR | AGMJC/PTS0260 | TRANSFORMADOR MARCA:TUSCO TRAFO AGMJC/PTS0260 AGMJC/PTS0260 | Djongue | AGMJC/PTS0260 | GESTÃO - ZSC DE MANJACAZE | Gaza |  | 24° 30.865 | 033° 55.981 | 100 | 33 | 0.4 | 3 | 2006 | TUSCO TRAFO | 487860 | 763 | 45 | 585.8144 | 177.1856 | 177185.5556 |  | 34 | 38.15 | 38150 | 724.85 | 2.222% | 16.1078 | 193.2933 | 569.7067
10141103 | PMT | TRANSFORMADOR | AGMJC/PTS0261 | TRANSFORMADOR MARCA:TUSCO TRAFO AGMJC/PTS0261 AGMJC/PTS0261 | Macuacua Vila | AGMJC/PTS0261 | GESTÃO - ZSC DE MANJACAZE | Gaza |  | 24° 29.331 | 033° 57.686 | 250 | 33 | 0.4 | 3 | 2006 | TUSCO TRAFO | 487882 | 991 | 45 | 760.8678 | 230.1322 | 230132.2222 |  | 34 | 49.55 | 49550 | 941.45 | 2.222% | 20.9211 | 251.0533 | 739.9467
10141103 | PMT | TRANSFORMADOR | AGMJC/PTS0262 | TRANSFORMADOR MARCA:TUSCO TRAFO AGMJC/PTS0262 AGMJC/PTS0262 | Macuacua Escola | AGMJC/PTS0262 | GESTÃO - ZSC DE MANJACAZE | Gaza |  | 24° 29.416 | 033° 58.536 | 160 | 33 | 0.4 | 3 | 2006 | TUSCO TRAFO | 487874 | 991 | 45 | 760.8678 | 230.1322 | 230132.2222 |  | 34 | 49.55 | 49550 | 941.45 | 2.222% | 20.9211 | 251.0533 | 739.9467
10141103 | PMT | TRANSFORMADOR |  | TRANSFORMADOR MARCA:POWERTECH MONTEPUEZ | ZSCMP | MONTEPUEZ | MONTEPUEZ | Nacate Escola 01 |  | 13007’43,1” | 39000’54,9” | 100 | 33 | 0.4 | 3 | 2006 | POWERTECH | 10828101/12 | 763 | 45 | 585.8144 | 177.1856 | 177185.5556 |  | 34 | 38.15 | 38150 | 724.85 | 2.222% | 16.1078 | 193.2933 | 569.7067
10141103 | PMT | TRANSFORMADOR |  | TRANSFORMADOR MARCA:POWERTECH MONTEPUEZ | ZSCMP | MONTEPUEZ | MONTEPUEZ | Nacate Escola 02 |  | 13007’56,2” | 39000’48,4” | 100 | 33 | 0.4 | 3 | 2006 | POWERTECH | 10828001/04 | 763 | 45 | 585.8144 | 177.1856 | 177185.5556 |  | 34 | 38.15 | 38150 | 724.85 | 2.222% | 16.1078 | 193.2933 | 569.7067
10141103 | PMT | TRANSFORMADOR |  | TRANSFORMADOR MARCA:POWERTECH MONTEPUEZ | ZSCMP | MONTEPUEZ | MONTEPUEZ | Nacate Escola 03 |  | 13007’45,2” | 39000’43,9” | 100 | 33 | 0.4 | 3 | 2006 | POWERTECH | 10828101/03 | 763 | 45 | 585.8144 | 177.1856 | 177185.5556 |  | 34 | 38.15 | 38150 | 724.85 | 2.222% | 16.1078 | 193.2933 | 569.7067
10141103 | PMT | TRANSFORMADOR |  | TRANSFORMADOR MARCA:TTSA MONTEPUEZ | ZSCMP | MONTEPUEZ | MONTEPUEZ | Nacate Girimba |  | 13007’34,3” | 39001’17,5” | 100 | 33 | 0.4 | 3 | 2006 | TTSA | 120E11011 | 763 | 45 | 585.8144 | 177.1856 | 177185.5556 |  | 34 | 38.15 | 38150 | 724.85 | 2.222% | 16.1078 | 193.2933 | 569.7067
10141103 | PMT | TRANSFORMADOR |  | TRANSFORMADOR MARCA:TUSCO TRAFO MONTEPUEZ | ZSCMP | MONTEPUEZ | MONTEPUEZ | Mini-bar Pedras |  | 13007’48,1” | 39001’00,8” | 100 | 11 | 0.4 | 3 | 2006 | TUSCO TRAFO | 496315 | 445 | 45 | 341.6611 | 103.3389 | 103338.8889 |  | 34 | 22.25 | 22250 | 422.75 | 2.222% | 9.3944 | 112.7333 | 332.2667
10141103 | PMT | TRANSFORMADOR | PTS 11 | TRANSFORMADOR MARCA:DELTA POWER MATLA (DPM) ANGOCHE PTS 11 |  | ANGOCHE | NAMETORIA | NACUCHA |  | 16°04.192 | 39°40.680 | 32 | 33KV | 400V | 1 | 2006 | DELTA POWER MATLA (DPM) | 10657401/28 | 643 | 45 | 493.6811 | 149.3189 | 149318.8889 |  | 34 | 32.15 | 32150 | 610.85 | 2.222% | 13.5744 | 162.8933 | 480.1067
10141103 | PMT | TRANSFORMADOR | PTS1013 | TRANSFORMADOR MARCA:EFACEC LICHINGA PTS1013 |  | LICHINGA | LICHINGA | Bairro Chiuaula |  | S13 18.638 | E35 16.981 | 160 | 11KV | 400V | 3 | 2006 | EFACEC | K008283.07 | 572 | 45 | 439.1689 | 132.8311 | 132831.1111 |  | 34 | 28.6 | 28600 | 543.4 | 2.222% | 12.0756 | 144.9067 | 427.0933
10141103 | PMT | TRANSFORMADOR | 99 | TRANSFORMADOR MARCA:EFACEC NACALA 99 |  | NACALA | Mossuril | Namitatari |  | 14°56.220 | 40°25.397 | 50 | 33KV | 400V | 3 | 2006 | EFACEC | 10002863 | 643 | 45 | 493.6811 | 149.3189 | 149318.8889 |  | 34 | 32.15 | 32150 | 610.85 | 2.222% | 13.5744 | 162.8933 | 480.1067
10141103 | PMT | TRANSFORMADOR | PTS 311 | TRANSFORMADOR MARCA:ABB CHIMURA PTS 311 |  | CHIMURA | MARRUMBALA | JOAONDARA |  | 17°21'56.762" | 35°32'0.874" | 160 | 33KV | 400V | 3 | 2006 | ABB |  | 991 | 45 | 760.8678 | 230.1322 | 230132.2222 |  | 34 | 49.55 | 49550 | 941.45 | 2.222% | 20.9211 | 251.0533 | 739.9467
10141103 | PMT | TRANSFORMADOR | PT 305 | TRANSFORMADOR MARCA:ABB PT 305 PT 305 |  | PT 305 | Mahotas |  |  | 32.658151 | -25.892481 | 160 | 11 | 0.4 | 3Ø | 2006 | ABB | T-25383 | 572 | 45 | 439.1689 | 132.8311 | 132831.1111 |  | 34 | 28.6 | 28600 | 543.4 | 2.222% | 12.0756 | 144.9067 | 427.0933
10141103 | PMT | TRANSFORMADOR | PT 384R | TRANSFORMADOR MARCA:TUSCO TRAFO PT 384R PT 384R |  | PT 384R | Cumbeza |  |  | 32.606841 | -25.798091 | 250 | 33 | 0.4 | 3Ø | 2006 | TUSCO TRAFO | 487894 | 991 | 45 | 760.8678 | 230.1322 | 230132.2222 |  | 34 | 49.55 | 49550 | 941.45 | 2.222% | 20.9211 | 251.0533 | 739.9467
10141103 | AT | TRANSFORMADOR AUXILIAR |  | TRANSFORMADOR AUXILIAR MARCA:ABB MATAMBO | TETE | MATAMBO | TETE | MATAMBO |  | S16°17'44.07” | E33°30'13.27” | 315 | 33 | 0.4 | 3 | 2006 | ABB | 1-24412 | 1039 | 45 | 797.7211 | 241.2789 | 241278.8889 |  | 34 | 51.95 | 51950 | 987.05 | 2.222% | 21.9344 | 263.2133 | 775.7867
10141103 | AT | TRANSFORMADOR AUXILIAR |  | TRANSFORMADOR AUXILIAR MARCA:TUSCO METORO |  | METORO | METORO |  |  | 13°7'39.980" | 39°52'34.00" | 315KVA | 33KV | 400V | 3 | 2006 | TUSCO | 496287 | 1039 | 45 | 797.7211 | 241.2789 | 241278.8889 |  | 34 | 51.95 | 51950 | 987.05 | 2.222% | 21.9344 | 263.2133 | 775.7867
10141103 | AT | TRANSFORMADOR AUXILIAR | PS 16 | TRANSFORMADOR AUXILIAR MARCA:MACE PS 16 PS 16 |  | PS 16 | Maxaquene |  |  |  |  | 50 | 11 | 0.4 | 3Ø | 2006 | MACE | 22342 | 643 | 45 | 493.6811 | 149.3189 | 149318.8889 |  | 34 | 32.15 | 32150 | 610.85 | 2.222% | 13.5744 | 162.8933 | 480.1067
10141103 | AT | TRANSFORMADOR AUXILIAR |  | TRANSFORMADOR AUXILIAR MARCA:TUSCO METORO |  | METORO | METORO |  |  | 13°7'39.980" | 39°52'34.00" | 315KVA | 33KV | 400V | 3 | 2006 | TUSCO | 496287 | 1039 | 45 | 797.7211 | 241.2789 | 241278.8889 |  | 34 | 51.95 | 51950 | 987.05 | 2.222% | 21.9344 | 263.2133 | 775.7867
10141103 | MS | MINISUBESTAÇÃO | PT241 | MINISUBESTAÇÃO MARCA:DPM PT241 PT241 | Rua 4 Manga | PT241 | BEIRA | SOFALA |  | 695541.2 | 7814387.3 | 200 | 22 | 0.4 | 3 | 2007 | DPM | 20850301.02 | 1213 | 45 | 956.9222 | 256.0778 | 256077.7778 |  | 35 | 60.65 | 60650 | 1152.35 | 2.222% | 25.6078 | 281.6856 | 931.3144
10141103 | MS | MINISUBESTAÇÃO | PT 19 | MINISUBESTAÇÃO MARCA:Energy Transformers PT 19 PT 19 |  | PT 19 | Maputo City |  | Ahmed S. Toure/ V. Lennin |  |  | 630 | 11 | 0.4 | 3Ø | 2007 | Energy Transformers | 630-1:6 | 2772 | 45 | 2186.8 | 585.2 | 585200 |  | 35 | 138.6 | 138600 | 2633.4 | 2.222% | 58.52 | 643.72 | 2128.28
10141103 | MS | MINISUBESTAÇÃO | PTS 65 | MINISUBESTAÇÃO MARCA: PTS 65 PTS 65 |  | PTS 65 | Maputo City |  | Olof Palme/Eduardo Mondlane |  |  | 630 | 11 | 0.4 | 3Ø | 2007 |  |  | 2772 | 45 | 2186.8 | 585.2 | 585200 |  | 35 | 138.6 | 138600 | 2633.4 | 2.222% | 58.52 | 643.72 | 2128.28
10141103 | MS | MINISUBESTAÇÃO | PT 418 | MINISUBESTAÇÃO MARCA: PT 418 PT 418 |  | PT 418 | Maputo City |  |  |  |  | 500 | 11 | 0.4 | 3Ø | 2007 |  | 500-5-6 | 2426 | 45 | 1913.8444 | 512.1556 | 512155.5556 |  | 35 | 121.3 | 121300 | 2304.7 | 2.222% | 51.2156 | 563.3711 | 1862.6289
10141103 | MS | MINISUBESTAÇÃO | PT 54 | MINISUBESTAÇÃO MARCA:ALSTOM PT 54 PT 54 |  | PT 54 | Maxaquene |  |  |  |  | 500 | 11 | 0.4 | 3Ø | 2007 | ALSTOM | 31619/34/001 | 2426 | 45 | 1913.8444 | 512.1556 | 512155.5556 |  | 35 | 121.3 | 121300 | 2304.7 | 2.222% | 51.2156 | 563.3711 | 1862.6289
10141103 | MS | MINISUBESTAÇÃO | PT 259 | MINISUBESTAÇÃO MARCA:EFACEC PT 259 PT 259 |  | PT 259 | Maxaquene |  |  |  |  | 315 | 11 | 0.4 | 3Ø | 2007 | EFACEC | K002857.02 | 1213 | 45 | 956.9222 | 256.0778 | 256077.7778 |  | 35 | 60.65 | 60650 | 1152.35 | 2.222% | 25.6078 | 281.6856 | 931.3144
10141103 | MS | MINISUBESTAÇÃO | PT 161 | MINISUBESTAÇÃO MARCA:Energy Transformers PT 161 PT 161 |  | PT 161 | Maxaquene |  |  |  |  | 315 | 11 | 0.4 | 3Ø | 2007 | Energy Transformers | 315-4:4 | 1213 | 45 | 956.9222 | 256.0778 | 256077.7778 |  | 35 | 60.65 | 60650 | 1152.35 | 2.222% | 25.6078 | 281.6856 | 931.3144
10141103 | MS | MINISUBESTAÇÃO | PT 319 | MINISUBESTAÇÃO MARCA:ABB PT 319 PT 319 |  | PT 319 | Mabukwane |  |  |  |  | 315 | 11 | 0.4 | 3Ø | 2007 | ABB | T-25361 | 1213 | 45 | 956.9222 | 256.0778 | 256077.7778 |  | 35 | 60.65 | 60650 | 1152.35 | 2.222% | 25.6078 | 281.6856 | 931.3144
10141103 | MS | MINISUBESTAÇÃO | PT 64 | MINISUBESTAÇÃO MARCA:EFACEC PT 64 PT 64 |  | PT 64 | Mabukwane |  |  |  |  | 500 | 11 | 0.4 | 3Ø | 2007 | EFACEC |  | 2426 | 45 | 1913.8444 | 512.1556 | 512155.5556 |  | 35 | 121.3 | 121300 | 2304.7 | 2.222% | 51.2156 | 563.3711 | 1862.6289
10141103 | MS | MINISUBESTAÇÃO | PT 213 | MINISUBESTAÇÃO MARCA:Electra Industive Industries PT 213 |  |  | Maputo |  |  | 32,5779636 | -25,9720524 | 315 | 11 | 0,6 | 3Φ | 2007 | Electra Industive Industries | MS4436N/01 | 1213 | 45 | 956.9222 | 256.0778 | 256077.7778 |  | 35 | 60.65 | 60650 | 1152.35 | 2.222% | 25.6078 | 281.6856 | 931.3144
10141103 | MS | MINISUBESTAÇÃO | PTS 113 | MINISUBESTAÇÃO MARCA:Energy Transformer PTS 113 |  |  | Maputo |  |  | 32,5861518 | -25,9557784 | 630 | 11 | 0,4 | 3Φ | 2007 | Energy Transformer | 630-4:6 | 2772 | 45 | 2186.8 | 585.2 | 585200 |  | 35 | 138.6 | 138600 | 2633.4 | 2.222% | 58.52 | 643.72 | 2128.28
10141103 | MS | MINISUBESTAÇÃO | PT392 | MINISUBESTAÇÃO MARCA: PT392 |  |  | Maputo |  |  | 32,5840181 | -25,9555213 | 630 | 11 | 0,4 | 3Φ | 2007 |  |  | 2772 | 45 | 2186.8 | 585.2 | 585200 |  | 35 | 138.6 | 138600 | 2633.4 | 2.222% | 58.52 | 643.72 | 2128.28
10141103 | MS | MINISUBESTAÇÃO | PT 358 | MINISUBESTAÇÃO MARCA: PT 358 |  |  | Maputo |  |  | 32,5916933 | -25,9770376 | 315 | 11 | 0,4 | 3Φ | 2007 |  |  | 1213 | 45 | 956.9222 | 256.0778 | 256077.7778 |  | 35 | 60.65 | 60650 | 1152.35 | 2.222% | 25.6078 | 281.6856 | 931.3144
10141103 | MS | MINISUBESTAÇÃO | PT 295 | MINISUBESTAÇÃO MARCA:Alstom PT 295 | Kamubucuane |  | Maputo |  |  | 32,5578102 | -25,9525025 | 315 | 11 | 0,4 | 3Φ | 2007 | Alstom | 82001/01/004 | 1213 | 45 | 956.9222 | 256.0778 | 256077.7778 |  | 35 | 60.65 | 60650 | 1152.35 | 2.222% | 25.6078 | 281.6856 | 931.3144
10141103 | MS | MINISUBESTAÇÃO | PT 162R | MINISUBESTAÇÃO MARCA: PT 162R | Kamubucuane |  | Maputo |  |  | 32,5442216 | -25,9317206 | 315 | 11 | 0,4 | 3Φ | 2007 |  |  | 1213 | 45 | 956.9222 | 256.0778 | 256077.7778 |  | 35 | 60.65 | 60650 | 1152.35 | 2.222% | 25.6078 | 281.6856 | 931.3144
10141103 | MS | MINISUBESTAÇÃO | PT 161R | MINISUBESTAÇÃO MARCA: PT 161R | Kamubucuane |  | Maputo |  |  | 32,5449843 | -25,9294221 | 315 | 11 | 0,4 | 3Φ | 2007 |  |  | 1213 | 45 | 956.9222 | 256.0778 | 256077.7778 |  | 35 | 60.65 | 60650 | 1152.35 | 2.222% | 25.6078 | 281.6856 | 931.3144
10141103 | MS | MINISUBESTAÇÃO | PT 163R | MINISUBESTAÇÃO MARCA: PT 163R | Kamubucuane |  | Maputo |  |  | 32,5444367 | -25,9350288 | 315 | 11 | 0,4 | 3Φ | 2007 |  |  | 1213 | 45 | 956.9222 | 256.0778 | 256077.7778 |  | 35 | 60.65 | 60650 | 1152.35 | 2.222% | 25.6078 | 281.6856 | 931.3144
10141103 | MS | MINISUBESTAÇÃO | PT 1R | MINISUBESTAÇÃO MARCA: PT 1R | Kamubucuane |  | Maputo |  |  | 32,5381616 | -25,9358792 | 315 | 11 | 0,4 | 3Φ | 2007 |  |  | 1213 | 45 | 956.9222 | 256.0778 | 256077.7778 |  | 35 | 60.65 | 60650 | 1152.35 | 2.222% | 25.6078 | 281.6856 | 931.3144
10141103 | MS | MINISUBESTAÇÃO | PT 166R | MINISUBESTAÇÃO MARCA: PT 166R | Kamubucuane |  | Maputo |  |  | 32,5368736 | -25,9334147 | 315 | 11 | 0,4 | 3Φ | 2007 |  |  | 1213 | 45 | 956.9222 | 256.0778 | 256077.7778 |  | 35 | 60.65 | 60650 | 1152.35 | 2.222% | 25.6078 | 281.6856 | 931.3144
10141103 | MS | MINISUBESTAÇÃO | PT 165R | MINISUBESTAÇÃO MARCA: PT 165R | Kamubucuane |  | Maputo |  |  | 32,5399322 | -25,9335765 | 315 | 11 | 0,4 | 3Φ | 2007 |  |  | 1213 | 45 | 956.9222 | 256.0778 | 256077.7778 |  | 35 | 60.65 | 60650 | 1152.35 | 2.222% | 25.6078 | 281.6856 | 931.3144
10141103 | MS | MINISUBESTAÇÃO | PT 164R | MINISUBESTAÇÃO MARCA: PT 164R | Kamubucuane |  | Maputo |  |  | 32.5406 | -25,9311111 | 315 | 11 | 0,4 | 3Φ | 2007 |  |  | 1213 | 45 | 956.9222 | 256.0778 | 256077.7778 |  | 35 | 60.65 | 60650 | 1152.35 | 2.222% | 25.6078 | 281.6856 | 931.3144
10141103 | MS | MINISUBESTAÇÃO | PT 167R | MINISUBESTAÇÃO MARCA: PT 167R | Kamubucuane |  | Maputo |  |  | 32.5374 | -25,9383987 | 315 | 11 | 0,4 | 3Φ | 2007 |  |  | 1213 | 45 | 956.9222 | 256.0778 | 256077.7778 |  | 35 | 60.65 | 60650 | 1152.35 | 2.222% | 25.6078 | 281.6856 | 931.3144
10141103 | MS | MINISUBESTAÇÃO | PT 170R | MINISUBESTAÇÃO MARCA: PT 170R | Kamubucuane |  | Maputo |  |  | 32.5391 | -25,9409346 | 315 | 11 | 0,4 | 3Φ | 2007 |  |  | 1213 | 45 | 956.9222 | 256.0778 | 256077.7778 |  | 35 | 60.65 | 60650 | 1152.35 | 2.222% | 25.6078 | 281.6856 | 931.3144
10141103 | MS | MINISUBESTAÇÃO | PT 171R | MINISUBESTAÇÃO MARCA: PT 171R | Kamubucuane |  | Maputo |  |  | 32.5409 | -25,9420121 | 315 | 11 | 0,4 | 3Φ | 2007 |  |  | 1213 | 45 | 956.9222 | 256.0778 | 256077.7778 |  | 35 | 60.65 | 60650 | 1152.35 | 2.222% | 25.6078 | 281.6856 | 931.3144
10141103 | MS | MINISUBESTAÇÃO | PTS 1R | MINISUBESTAÇÃO MARCA: PTS 1R | Kamubucuane |  | Maputo |  |  | 32.5348 | -25,9374246 | 315 | 11 | 0,4 | 3Φ | 2007 |  |  | 1213 | 45 | 956.9222 | 256.0778 | 256077.7778 |  | 35 | 60.65 | 60650 | 1152.35 | 2.222% | 25.6078 | 281.6856 | 931.3144
10141103 | MS | MINISUBESTAÇÃO | PT 169R | MINISUBESTAÇÃO MARCA: PT 169R | Kamubucuane |  | Maputo |  |  | 32.5337 | -25,9370324 | 315 | 11 | 0,4 | 3Φ | 2007 |  |  | 1213 | 45 | 956.9222 | 256.0778 | 256077.7778 |  | 35 | 60.65 | 60650 | 1152.35 | 2.222% | 25.6078 | 281.6856 | 931.3144
10141103 | MS | MINISUBESTAÇÃO | AGXX/PTS0058 | MINISUBESTAÇÃO MARCA:ABB AGXX/PTS0058 AGXX/PTS0058 | B.24 Patrice Lumumba Zona Policial | AGXX/PTS0058 | Gaza | Gaza |  | 25º 04.588 | 033º 39.587 | 160 | 11 | 0.4 | 3 | 2007 | ABB | T-26994 | 1733 | 45 | 1367.1444 | 365.8556 | 365855.5556 |  | 35 | 86.65 | 86650 | 1646.35 | 2.222% | 36.5856 | 402.4411 | 1330.5589
10141103 | GMT | TRANSFORMADOR |  | TRANSFORMADOR MARCA:ABB SE-MOVEL | TETE | SE-MOVEL | TETE | REGINA |  | 567702.236 | 821529.236 | 500 | 33 | 0.4 | 3 | 2007 | ABB | T-18797 | 1200 | 45 | 946.6667 | 253.3333 | 253333.3333 |  | 35 | 60 | 60000 | 1140 | 2.222% | 25.3333 | 278.6667 | 921.3333
10141103 | GMT | TRANSFORMADOR |  | TRANSFORMADOR MARCA:EFACEC SE-MOVEL | TETE | SE-MOVEL | TETE | DEZIO |  | 567739.885 | 8215925.617 | 250 | 33 | 0.4 | 3 | 2007 | EFACEC | N/A | 991 | 45 | 781.7889 | 209.2111 | 209211.1111 |  | 35 | 49.55 | 49550 | 941.45 | 2.222% | 20.9211 | 230.1322 | 760.8678
10141103 | GMT | TRANSFORMADOR |  | TRANSFORMADOR MARCA:REVIVE SE-MATAMBO | TETE | SE-MATAMBO | TETE | GARRI-CAROEIRA |  | 561374.595 | 8207213.986 | 100 | 33 | 0.4 | 3 | 2007 | REVIVE | 36573 | 763 | 45 | 601.9222 | 161.0778 | 161077.7778 |  | 35 | 38.15 | 38150 | 724.85 | 2.222% | 16.1078 | 177.1856 | 585.8144
10141103 | GMT | TRANSFORMADOR |  | TRANSFORMADOR MARCA:FUJI TUSCO SE-MWANZA/MALAWI | TETE | SE-MWANZA/MALAWI | ZOBUE | SEDE |  | 654274.240 | 8275511.040 | 160 | 33 | 0.4 | 3 | 2007 | FUJI TUSCO | 521210 | 991 | 45 | 781.7889 | 209.2111 | 209211.1111 |  | 35 | 49.55 | 49550 | 941.45 | 2.222% | 20.9211 | 230.1322 | 760.8678
10141103 | GMT | TRANSFORMADOR | PTS56 | TRANSFORMADOR MARCA: PTS56 |  |  | NAMPULA | FPLM MUAHIVIRE |  | 14°57'9.737" | 39°14'57.293" | 200 | 11 | 400V | 3 | 2007 |  |  | 572 | 45 | 451.2444 | 120.7556 | 120755.5556 |  | 35 | 28.6 | 28600 | 543.4 | 2.222% | 12.0756 | 132.8311 | 439.1689
10141103 | GMT | TRANSFORMADOR | 93 | TRANSFORMADOR MARCA: 93 |  |  | Nampula | AVENIDA 25 DE SETEMBRO - HOTEL MILÉNIO |  | 15°7'12.490" | 39°15'30.325" | 500 | 11 | 400V | 3 | 2007 |  |  | 1016 | 45 | 801.5111 | 214.4889 | 214488.8889 |  | 35 | 50.8 | 50800 | 965.2 | 2.222% | 21.4489 | 235.9378 | 780.0622
10141103 | GMT | TRANSFORMADOR | 94 | TRANSFORMADOR MARCA: 94 |  |  | Nampula | BAIRRO DE MUHALA EXPANSÃO- MOAGEM SAIDE |  | 15°8'16.686" | 39°17'44.967" | 315 | 33 | 400V | 3 | 2007 |  |  | 1039 | 45 | 819.6556 | 219.3444 | 219344.4444 |  | 35 | 51.95 | 51950 | 987.05 | 2.222% | 21.9344 | 241.2789 | 797.7211
10141103 | GMT | TRANSFORMADOR | 97 | TRANSFORMADOR MARCA: 97 |  |  | Nampula | VIA BARRAGEM - ENTRADA COCA COLA |  | 15°4'58.624" | 39°14'58.340" | 200 | 33 | 400V | 3 | 2007 |  |  | 991 | 45 | 781.7889 | 209.2111 | 209211.1111 |  | 35 | 49.55 | 49550 | 941.45 | 2.222% | 20.9211 | 230.1322 | 760.8678
10141103 | GMT | TRANSFORMADOR | TA 1 | TRANSFORMADOR MARCA:DPM MONAPO PS 1 TA 1 |  | MONAPO PS 1 | ILHE DE MOCAMBIQUE |  |  | 15°15'42.000" | 39°55'3.654" | 1250 | 11KV | 400V | 3 | 2007 | DPM | 306440002 | 20419 | 45 | 16108.3222 | 4310.6778 | 4310677.7778 |  | 35 | 1020.95 | 1020950 | 19398.05 | 2.222% | 431.0678 | 4741.7456 | 15677.2544
10141103 | GMT | TRANSFORMADOR | PTS 1 | TRANSFORMADOR MARCA: CUAMBA PTS 1 |  | CUAMBA | CUAMBA | INSS- Subestacao 110KV |  | 14º 47' 37.562" S | -36º -30' -41.091" W | 160 | 33KV | 400V | 3 | 2007 |  |  | 991 | 45 | 781.7889 | 209.2111 | 209211.1111 |  | 35 | 49.55 | 49550 | 941.45 | 2.222% | 20.9211 | 230.1322 | 760.8678
10141103 | GMT | TRANSFORMADOR | PT51 | TRANSFORMADOR MARCA:Pauwels Trafo PT51 PT51 | Rua nº2 - (Manga Fipag Cobrança) | PT51 | BEIRA | SOFALA |  | 696086.9 | 7812526.9 | 315 | 22 | 0.4 | 3 | 2007 | Pauwels Trafo | 11110704506 | 953 | 45 | 751.8111 | 201.1889 | 201188.8889 |  | 35 | 47.65 | 47650 | 905.35 | 2.222% | 20.1189 | 221.3078 | 731.6922
10141103 | GMT | TRANSFORMADOR | PT56 | TRANSFORMADOR MARCA:DPM PT56 PT56 | Rua nº6 - Manga | PT56 | BEIRA | SOFALA |  | 696600.2 | 7812083.9 | 200 | 22 | 0.4 | 3 | 2007 | DPM | 20650301/01 | 572 | 45 | 451.2444 | 120.7556 | 120755.5556 |  | 35 | 28.6 | 28600 | 543.4 | 2.222% | 12.0756 | 132.8311 | 439.1689
10141103 | GMT | TRANSFORMADOR | PT62 | TRANSFORMADOR MARCA:Pauwels Trafo- Efacec PT62 PT62 | Rua nº9 - (Manga Casa das Irmãs) | PT62 | BEIRA | SOFALA |  | 696703.4 | 7812732.6 | 500 | 22 | 0.4 | 3 | 2007 | Pauwels Trafo- Efacec | 11110704507-12498 | 1016 | 45 | 801.5111 | 214.4889 | 214488.8889 |  | 35 | 50.8 | 50800 | 965.2 | 2.222% | 21.4489 | 235.9378 | 780.0622
10141103 | GMT | TRANSFORMADOR | PT63 | TRANSFORMADOR MARCA:Pauwels Trafo PT63 PT63 | Bairro de Chingussura(Mercado) | PT63 | BEIRA | SOFALA |  | 694816.8 | 7815071.3 | 200 | 22 | 0.4 | 3 | 2007 | Pauwels Trafo | 11110704504 | 572 | 45 | 451.2444 | 120.7556 | 120755.5556 |  | 35 | 28.6 | 28600 | 543.4 | 2.222% | 12.0756 | 132.8311 | 439.1689
10141103 | GMT | TRANSFORMADOR | PT112 | TRANSFORMADOR MARCA:DPM PT112 PT112 | Fabrica de Sabão Chiveve Manga/Chamba | PT112 | BEIRA | SOFALA |  | 693795 | 7815537.8 | 315 | 22 | 0.4 | 3 | 2007 | DPM | 4500592996 | 953 | 45 | 751.8111 | 201.1889 | 201188.8889 |  | 35 | 47.65 | 47650 | 905.35 | 2.222% | 20.1189 | 221.3078 | 731.6922
10141103 | GMT | TRANSFORMADOR | PT169 | TRANSFORMADOR MARCA:DPM PT169 PT169 | Frigoríficos da Pescamar Maquinino | PT169 | BEIRA | SOFALA |  | 692844.2 | 7806997.2 | 100 | 6.6 | 0.4 | 3 | 2007 | DPM | 10626001/04 | 763 | 45 | 601.9222 | 161.0778 | 161077.7778 |  | 35 | 38.15 | 38150 | 724.85 | 2.222% | 16.1078 | 177.1856 | 585.8144
10141103 | GMT | TRANSFORMADOR | PT172 | TRANSFORMADOR MARCA:DPM PT172 PT172 | Estação de Serviço Mobil Baixa | PT172 | BEIRA | SOFALA |  | 692457.9 | 7805837.7 | 100 | 6.6 | 0.4 | 3 | 2007 | DPM | 10626081/03 | 763 | 45 | 601.9222 | 161.0778 | 161077.7778 |  | 35 | 38.15 | 38150 | 724.85 | 2.222% | 16.1078 | 177.1856 | 585.8144
10141103 | GMT | TRANSFORMADOR | AGCHI/PT01 | TRANSFORMADOR MARCA:ALSTOM AGCHI/PT01 AGCHI/PT01 | PALACIO DO GOVERNADOR | AGCHI/PT01 | CHIMOIO | MANICA | 25 DE SETEMBRO | S19 06 33,21 | E 033 28 22,18 | 630 | 6.6 | 0.4 | 3 | 2007 | ALSTOM | 31651/03/001 | 1016 | 45 | 801.5111 | 214.4889 | 214488.8889 |  | 35 | 50.8 | 50800 | 965.2 | 2.222% | 21.4489 | 235.9378 | 780.0622
10141103 | GMT | TRANSFORMADOR | PT 203 | TRANSFORMADOR MARCA:ABB PT 203 PT 203 |  | PT 203 | Mahotas |  |  |  |  | 500 | 11 | 0.4 | 3Ø | 2007 | ABB | T-25564 | 1016 | 45 | 801.5111 | 214.4889 | 214488.8889 |  | 35 | 50.8 | 50800 | 965.2 | 2.222% | 21.4489 | 235.9378 | 780.0622
10141103 | GMT | TRANSFORMADOR | PTS 1 | TRANSFORMADOR MARCA:PAUWELS PTS 1 PTS 1 |  | PTS 1 | Matola | Cidade da Matola |  | 32.457315 | -25.965571 | 630 | 33 | 0.4 | 3Ø | 2007 | PAUWELS | 1111 0704513 | 1200 | 45 | 946.6667 | 253.3333 | 253333.3333 |  | 35 | 60 | 60000 | 1140 | 2.222% | 25.3333 | 278.6667 | 921.3333
10141103 | GMT | TRANSFORMADOR | PT 119 | TRANSFORMADOR MARCA:Efacec PT 119 | Mashava |  | Maputo |  |  | 32,4892307 | -25,9037406 | 500 | 33 | 0,4 | 3Φ | 2007 | Efacec | K003029.01 | 1200 | 45 | 946.6667 | 253.3333 | 253333.3333 |  | 35 | 60 | 60000 | 1140 | 2.222% | 25.3333 | 278.6667 | 921.3333
10141103 | GMT | TRANSFORMADOR | PTS56 | TRANSFORMADOR MARCA:Fuji Tusco PTS56 |  |  | NAMPULA | FPLM MUAHIVIRE |  | 14°57'9.737" | 39°14'57.293" | 200 | 11 | 400V | 3 | 2007 | Fuji Tusco | 601172 | 572 | 45 | 451.2444 | 120.7556 | 120755.5556 |  | 35 | 28.6 | 28600 | 543.4 | 2.222% | 12.0756 | 132.8311 | 439.1689
10141103 | GMT | TRANSFORMADOR | 93 | TRANSFORMADOR MARCA:Power Tech 93 |  |  | Nampula | AVENIDA 25 DE SETEMBRO - HOTEL MILÉNIO |  | 15°7'12.490" | 39°15'30.325" | 500 | 11 | 400V | 3 | 2007 | Power Tech | 10828301/02 | 1016 | 45 | 801.5111 | 214.4889 | 214488.8889 |  | 35 | 50.8 | 50800 | 965.2 | 2.222% | 21.4489 | 235.9378 | 780.0622
10141103 | GMT | TRANSFORMADOR | 94 | TRANSFORMADOR MARCA:ABB 94 |  |  | Nampula | BAIRRO DE MUHALA EXPANSÃO- MOAGEM SAIDE |  | 15°8'16.686" | 39°17'44.967" | 315 | 33 | 400V | 3 | 2007 | ABB | T-24307 | 1039 | 45 | 819.6556 | 219.3444 | 219344.4444 |  | 35 | 51.95 | 51950 | 987.05 | 2.222% | 21.9344 | 241.2789 | 797.7211
10141103 | GMT | TRANSFORMADOR | 97 | TRANSFORMADOR MARCA:EFACEC 97 |  |  | Nampula | VIA BARRAGEM - ENTRADA COCA COLA |  | 15°4'58.624" | 39°14'58.340" | 200 | 33 | 400V | 3 | 2007 | EFACEC | F002261,02 | 991 | 45 | 781.7889 | 209.2111 | 209211.1111 |  | 35 | 49.55 | 49550 | 941.45 | 2.222% | 20.9211 | 230.1322 | 760.8678
10141103 | GMT | TRANSFORMADOR | TA 1 | TRANSFORMADOR MARCA:DPM MONAPO PS 1 TA 1 |  | MONAPO PS 1 | ILHE DE MOCAMBIQUE |  |  | 15°15'42.000" | 39°55'3.654" | 1250 | 11KV | 400V | 3 | 2007 | DPM | 306440002 | 20419 | 45 | 16108.3222 | 4310.6778 | 4310677.7778 |  | 35 | 1020.95 | 1020950 | 19398.05 | 2.222% | 431.0678 | 4741.7456 | 15677.2544
10141103 | GMT | TRANSFORMADOR | PTS 1 | TRANSFORMADOR MARCA:EFACEC CUAMBA PTS 1 |  | CUAMBA | CUAMBA | INSS- Subestacao 110KV |  | 14º 47' 37.562" S | -36º -30' -41.091" W | 160 | 33KV | 400V | 3 | 2007 | EFACEC | DAMAGED PLATE | 991 | 45 | 781.7889 | 209.2111 | 209211.1111 |  | 35 | 49.55 | 49550 | 941.45 | 2.222% | 20.9211 | 230.1322 | 760.8678
10141103 | GMT | TRANSFORMADOR |  | TRANSFORMADOR MARCA:ITB PTS PONT |  | PTS PONT | QUALIMANE |  |  | S17 53 16.24 | E036 54 24.16 | 315 | 11 | 0,4 | 3 | 2007 | ITB | 62657 | 840 | 45 | 662.6667 | 177.3333 | 177333.3333 |  | 35 | 42 | 42000 | 798 | 2.222% | 17.7333 | 195.0667 | 644.9333
10141103 | GMT | TRANSFORMADOR |  | TRANSFORMADOR MARCA:OZGUNEY PTS CAMP |  | PTS CAMP | QUALIMANE |  |  | S17 53 10.40 | E036 54 53.17 | 315 | 11 | 0,4 | 3 | 2007 | OZGUNEY | 82974 | 840 | 45 | 662.6667 | 177.3333 | 177333.3333 |  | 35 | 42 | 42000 | 798 | 2.222% | 17.7333 | 195.0667 | 644.9333
10141103 | GMT | TRANSFORMADOR |  | TRANSFORMADOR MARCA:EFACEC PTS ISCIDUA |  | PTS ISCIDUA | QUALIMANE |  |  | S1753 00.63 | E036 55 16.16 | 315 | 11 | 0,4 | 3 | 2007 | EFACEC |  | 840 | 45 | 662.6667 | 177.3333 | 177333.3333 |  | 35 | 42 | 42000 | 798 | 2.222% | 17.7333 | 195.0667 | 644.9333
10141103 | GMT | TRANSFORMADOR |  | TRANSFORMADOR MARCA:ABB PTS 21 |  | PTS 21 | NICODALA |  |  | S17 36 43.57 | E036 46 23.29 | 315 | 11 | 0,4 | 3 | 2007 | ABB | 825547 | 840 | 45 | 662.6667 | 177.3333 | 177333.3333 |  | 35 | 42 | 42000 | 798 | 2.222% | 17.7333 | 195.0667 | 644.9333
10141103 | GMT | TRANSFORMADOR |  | TRANSFORMADOR MARCA:DPM PTS NAVERUA EPC |  | PTS NAVERUA EPC | MOCUBA |  |  | S 16 47 47.44 | E037 00 13.60 | 315 | 11 | 0,4 | 3 | 2007 | DPM | DC0005/2204 | 840 | 45 | 662.6667 | 177.3333 | 177333.3333 |  | 35 | 42 | 42000 | 798 | 2.222% | 17.7333 | 195.0667 | 644.9333
10141103 | GMT | TRANSFORMADOR |  | TRANSFORMADOR MARCA:ATCOM PTS 1005 |  | PTS 1005 | MOCUBA |  |  | S16 51 02.46 | E036 58 11.92 | 315 | 11 | 0,4 | 3 | 2007 | ATCOM | B3513/04 | 840 | 45 | 662.6667 | 177.3333 | 177333.3333 |  | 35 | 42 | 42000 | 798 | 2.222% | 17.7333 | 195.0667 | 644.9333
10141103 | GMT | TRANSFORMADOR | PTS 4035 | TRANSFORMADOR MARCA:ZENARO GURUE PTS 4035 |  | GURUE | GURUE | BAIRROMUELA 2 |  | 15°27'26.680" | 36°58'26.491" | 100 | 33KV | 400V | 3 | 2007 | ZENARO |  | 763 | 45 | 601.9222 | 161.0778 | 161077.7778 |  | 35 | 38.15 | 38150 | 724.85 | 2.222% | 16.1078 | 177.1856 | 585.8144
10141103 | PMT | TRANSFORMADOR |  | TRANSFORMADOR MARCA:ABB SE-TETE | TETE | SE-TETE | MOATIZE | CATEME-1 |  | 603306.496 | 8222102.675 | 250 | 33 | 0.4 | 3 | 2007 | ABB | T-24349 | 991 | 45 | 781.7889 | 209.2111 | 209211.1111 |  | 35 | 49.55 | 49550 | 941.45 | 2.222% | 20.9211 | 230.1322 | 760.8678
10141103 | PMT | TRANSFORMADOR |  | TRANSFORMADOR MARCA:ABB SE-TETE | TETE | SE-TETE | MOATIZE | CATEME-2 |  | 604531.762 | 8221804.762 | 160 | 33 | 0.4 | 3 | 2007 | ABB | T-24344 | 991 | 45 | 781.7889 | 209.2111 | 209211.1111 |  | 35 | 49.55 | 49550 | 941.45 | 2.222% | 20.9211 | 230.1322 | 760.8678
10141103 | PMT | TRANSFORMADOR |  | TRANSFORMADOR MARCA:ABB SE-TETE | TETE | SE-TETE | MOATIZE | MUALADZI-5-APOS A FIPAG |  | 611026.029 | 8219101.407 | 250 | 33 | 0.4 | 3 | 2007 | ABB | N/A | 991 | 45 | 781.7889 | 209.2111 | 209211.1111 |  | 35 | 49.55 | 49550 | 941.45 | 2.222% | 20.9211 | 230.1322 | 760.8678
10141103 | PMT | TRANSFORMADOR |  | TRANSFORMADOR MARCA:EFACEC SE-MANJE | TETE | SE-MANJE | ULONGUE | BIRI-BIRI-MIGRACAO |  | 666250.398 | 8367923.075 | 50 | 33 | 0.4 | 3 | 2007 | EFACEC | 30952 | 643 | 45 | 507.2556 | 135.7444 | 135744.4444 |  | 35 | 32.15 | 32150 | 610.85 | 2.222% | 13.5744 | 149.3189 | 493.6811
10141103 | PMT | TRANSFORMADOR |  | TRANSFORMADOR MARCA:EFACEC SE-MANJE | TETE | SE-MANJE | ULONGUE | NTENGOMBALAME |  | 664171.034 | 8357593.569 | 50 | 33 | 0.4 | 3 | 2007 | EFACEC | CEI 60076 | 643 | 45 | 507.2556 | 135.7444 | 135744.4444 |  | 35 | 32.15 | 32150 | 610.85 | 2.222% | 13.5744 | 149.3189 | 493.6811
10141103 | PMT | TRANSFORMADOR |  | TRANSFORMADOR MARCA:EFACEC SE-MANJE | TETE | SE-MANJE | ULONGUE | E.S.U |  | 647233.679 | 8373457.637 | 100 | 33 | 0.4 | 3 | 2007 | EFACEC | 60076 | 763 | 45 | 601.9222 | 161.0778 | 161077.7778 |  | 35 | 38.15 | 38150 | 724.85 | 2.222% | 16.1078 | 177.1856 | 585.8144
10141103 | PMT | TRANSFORMADOR |  | TRANSFORMADOR MARCA:REVIVE SE-JINDAL | TETE | SE-JINDAL | CHITIMA | CAWIRA B |  | 474350.475 | 8259555.524 | 250 | 33 | 0.4 | 3 | 2007 | REVIVE | 36689 | 991 | 45 | 781.7889 | 209.2111 | 209211.1111 |  | 35 | 49.55 | 49550 | 941.45 | 2.222% | 20.9211 | 230.1322 | 760.8678
10141103 | PMT | TRANSFORMADOR |  | TRANSFORMADOR MARCA:REVIVE SE-JINDAL | TETE | SE-JINDAL | CHITIMA | CHIUHANDE |  | 474119.395 | 8258435.416 | 50 | 33 | 0.4 | 3 | 2007 | REVIVE | N/A | 643 | 45 | 507.2556 | 135.7444 | 135744.4444 |  | 35 | 32.15 | 32150 | 610.85 | 2.222% | 13.5744 | 149.3189 | 493.6811
10141103 | PMT | TRANSFORMADOR |  | TRANSFORMADOR MARCA:REVIVE SE-JINDAL | TETE | SE-JINDAL | CHITIMA | CAWIRA B |  | 473702.882 | 8260293.342 | 50 | 33 | 0.4 | 3 | 2007 | REVIVE | 36379 | 643 | 45 | 507.2556 | 135.7444 | 135744.4444 |  | 35 | 32.15 | 32150 | 610.85 | 2.222% | 13.5744 | 149.3189 | 493.6811
10141103 | PMT | TRANSFORMADOR |  | TRANSFORMADOR MARCA:EFACEC SE-JINDAL | TETE | SE-JINDAL | CHITIMA | IMBOQUE |  | 474001.737 | 8259025.733 | 50 | 33 | 0.4 | 3 | 2007 | EFACEC | 52146 | 643 | 45 | 507.2556 | 135.7444 | 135744.4444 |  | 35 | 32.15 | 32150 | 610.85 | 2.222% | 13.5744 | 149.3189 | 493.6811
10141103 | PMT | TRANSFORMADOR |  | TRANSFORMADOR MARCA:REVIVE SE-JINDAL | TETE | SE-JINDAL | CHITIMA | CHIPALAPALA |  | 468097.429 | 8262247.085 | 50 | 33 | 0.4 | 3 | 2007 | REVIVE | N/A | 643 | 45 | 507.2556 | 135.7444 | 135744.4444 |  | 35 | 32.15 | 32150 | 610.85 | 2.222% | 13.5744 | 149.3189 | 493.6811
10141103 | PMT | TRANSFORMADOR |  | TRANSFORMADOR MARCA:REVIVE SE-JINDAL | TETE | SE-JINDAL | CHITIMA | THACA |  |  |  | 50 | 33 | 0.4 | 3 | 2007 | REVIVE | NO ACCES | 643 | 45 | 507.2556 | 135.7444 | 135744.4444 |  | 35 | 32.15 | 32150 | 610.85 | 2.222% | 13.5744 | 149.3189 | 493.6811
10141103 | PMT | TRANSFORMADOR |  | TRANSFORMADOR MARCA:REVIVE SE-JINDAL | TETE | SE-JINDAL | CHITIMA | NHACAPIRIRI 1 |  | 463839.694 | 8269053.466 | 100 | 33 | 0.4 | 3 | 2007 | REVIVE | N/A | 763 | 45 | 601.9222 | 161.0778 | 161077.7778 |  | 35 | 38.15 | 38150 | 724.85 | 2.222% | 16.1078 | 177.1856 | 585.8144
10141103 | PMT | TRANSFORMADOR |  | TRANSFORMADOR MARCA:REVIVE SE-JINDAL | TETE | SE-JINDAL | CHITIMA | NHACAPIRIRI 2 |  | 438941.361 | 8276192.644 | 50 | 33 | 0.4 | 3 | 2007 | REVIVE | N/A | 643 | 45 | 507.2556 | 135.7444 | 135744.4444 |  | 35 | 32.15 | 32150 | 610.85 | 2.222% | 13.5744 | 149.3189 | 493.6811
10141103 | PMT | TRANSFORMADOR |  | TRANSFORMADOR MARCA:REVIVE SE-JINDAL | TETE | SE-JINDAL | CHITIMA | DINTHY |  | 475894.761 | 8266178.699 | 50 | 33 | 0.4 | 3 | 2007 | REVIVE | N/A | 643 | 45 | 507.2556 | 135.7444 | 135744.4444 |  | 35 | 32.15 | 32150 | 610.85 | 2.222% | 13.5744 | 149.3189 | 493.6811
10141103 | PMT | TRANSFORMADOR |  | TRANSFORMADOR MARCA:EFACEC SE-MATAMBO | TETE | SE-MATAMBO | CHANGARA | SEDE ROTUNDA |  | 529302.357 | 8138585.310 | 160 | 33 | 0.4 | 3 | 2007 | EFACEC | N/A | 991 | 45 | 781.7889 | 209.2111 | 209211.1111 |  | 35 | 49.55 | 49550 | 941.45 | 2.222% | 20.9211 | 230.1322 | 760.8678
10141103 | PMT | TRANSFORMADOR |  | TRANSFORMADOR MARCA:EFACEC SE-MATAMBO | TETE | SE-MATAMBO | CHANGARA | MISSAWA-INTERIOR |  | 16°21'4.241” | 33°27'21.6” | 50 | 33 | 0.4 | 3 | 2007 | EFACEC | 100752-01 | 643 | 45 | 507.2556 | 135.7444 | 135744.4444 |  | 35 | 32.15 | 32150 | 610.85 | 2.222% | 13.5744 | 149.3189 | 493.6811
10141103 | PMT | TRANSFORMADOR |  | TRANSFORMADOR MARCA:EFACEC SE-MATAMBO | TETE | SE-MATAMBO | CHANGARA | MISSAWA-MERCADO |  | 548706.739 | 8192165.058 | 100 | 33 | 0.4 | 3 | 2007 | EFACEC | 100745-09 | 763 | 45 | 601.9222 | 161.0778 | 161077.7778 |  | 35 | 38.15 | 38150 | 724.85 | 2.222% | 16.1078 | 177.1856 | 585.8144
10141103 | PMT | TRANSFORMADOR |  | TRANSFORMADOR MARCA:DPM SE-MANJE | TETE | SE-MANJE | CHIUTA | MADVUDZI PONTE |  | 550320.189 | 8251220.230 | 50 | 33 | 0.4 | 3 | 2007 | DPM | DT-529/6 | 643 | 45 | 507.2556 | 135.7444 | 135744.4444 |  | 35 | 32.15 | 32150 | 610.85 | 2.222% | 13.5744 | 149.3189 | 493.6811
10141103 | PMT | TRANSFORMADOR |  | TRANSFORMADOR MARCA:EFACEC SE-MANJE | TETE | SE-MANJE | MARAVIA | MBUEZI |  | 403237.215 | 8327583.132 | 32 | 33 | 0.4 | 3 | 2007 | EFACEC | N/A | 643 | 45 | 507.2556 | 135.7444 | 135744.4444 |  | 35 | 32.15 | 32150 | 610.85 | 2.222% | 13.5744 | 149.3189 | 493.6811
10141103 | PMT | TRANSFORMADOR |  | TRANSFORMADOR MARCA:EFACEC SE-JINDAL | TETE | SE-JINDAL | MAGOE | CADEIA |  | 366074.153 | 8251862.527 | 100 | 33 | 0.4 | 3 | 2007 | EFACEC |  | 763 | 45 | 601.9222 | 161.0778 | 161077.7778 |  | 35 | 38.15 | 38150 | 724.85 | 2.222% | 16.1078 | 177.1856 | 585.8144
10141103 | PMT | TRANSFORMADOR |  | TRANSFORMADOR MARCA:EFACEC SE-JINDAL | TETE | SE-JINDAL | MAGOE | ESTRADA MUCUMBURA |  | 365938.842 | 8251578.044 | 100 | 33 | 0.4 | 3 | 2007 | EFACEC |  | 763 | 45 | 601.9222 | 161.0778 | 161077.7778 |  | 35 | 38.15 | 38150 | 724.85 | 2.222% | 16.1078 | 177.1856 | 585.8144
10141103 | PMT | TRANSFORMADOR |  | TRANSFORMADOR MARCA:REVIVE SE-ZAMBIA | TETE | SE-ZAMBIA | ZOMBO | ARUANGUA |  | 222589.237 | 8274070.790 | 50 | 11 | 0.4 | 3 | 2007 | REVIVE | RCT 552343 | 381 | 45 | 300.5667 | 80.4333 | 80433.3333 |  | 35 | 19.05 | 19050 | 361.95 | 2.222% | 8.0433 | 88.4767 | 292.5233
10141103 | PMT | TRANSFORMADOR |  | TRANSFORMADOR MARCA:REVIVE SE-ZAMBIA | TETE | SE-ZAMBIA | ZOMBO | LUSAKA |  | 225014.213 | 8272091.400 | 50 | 11 | 0.4 | 3 | 2007 | REVIVE | RCT 552342 | 381 | 45 | 300.5667 | 80.4333 | 80433.3333 |  | 35 | 19.05 | 19050 | 361.95 | 2.222% | 8.0433 | 88.4767 | 292.5233
10141103 | PMT | TRANSFORMADOR |  | TRANSFORMADOR MARCA:REVIVE SE-ZAMBIA | TETE | SE-ZAMBIA | ZOMBO | C.BASSA RONDAO |  | 226366.569 | 8271668.655 | 50 | 11 | 0.4 | 3 | 2007 | REVIVE | RCT 552345 | 381 | 45 | 300.5667 | 80.4333 | 80433.3333 |  | 35 | 19.05 | 19050 | 361.95 | 2.222% | 8.0433 | 88.4767 | 292.5233
10141103 | PMT | TRANSFORMADOR |  | TRANSFORMADOR MARCA:FUJI TUSCO SE-MANJE | TETE | SE-MANJE | TSANGANO | GWELO-MPONHERA |  | 665801.970 | 8338296.333 | 50 | 33 | 0.4 | 3 | 2007 | FUJI TUSCO |  | 643 | 45 | 507.2556 | 135.7444 | 135744.4444 |  | 35 | 32.15 | 32150 | 610.85 | 2.222% | 13.5744 | 149.3189 | 493.6811
10141103 | PMT | TRANSFORMADOR | PTS1007 | TRANSFORMADOR MARCA: LICHINGA PTS1007 |  | LICHINGA | LICHINGA | Bairro Namacula |  | S13 16.920 | E35 18.183 | 200 | 33KV | 400V | 3 | 2007 |  |  | 991 | 45 | 781.7889 | 209.2111 | 209211.1111 |  | 35 | 49.55 | 49550 | 941.45 | 2.222% | 20.9211 | 230.1322 | 760.8678
10141103 | PMT | TRANSFORMADOR | PTS1023 | TRANSFORMADOR MARCA: LICHINGA PTS1023 |  | LICHINGA | LICHINGA | Bairro Mideiros |  | S13 19.683 | E35 14.914 | 200 | 33KV | 400V | 3 | 2007 |  |  | 991 | 45 | 781.7889 | 209.2111 | 209211.1111 |  | 35 | 49.55 | 49550 | 941.45 | 2.222% | 20.9211 | 230.1322 | 760.8678
10141103 | PMT | TRANSFORMADOR | PTS1036 | TRANSFORMADOR MARCA: LICHINGA PTS1036 |  | LICHINGA | LICHINGA | Vila de Chimbonila 1 |  | S13 19.851 | E35 17.306 | 100 | 33KV | 400V | 3 | 2007 |  |  | 763 | 45 | 601.9222 | 161.0778 | 161077.7778 |  | 35 | 38.15 | 38150 | 724.85 | 2.222% | 16.1078 | 177.1856 | 585.8144
10141103 | PMT | TRANSFORMADOR | PTS1037 | TRANSFORMADOR MARCA: LICHINGA PTS1037 |  | LICHINGA | LICHINGA | Vila de Chimbonila 2 |  | S13 20.253 | E35 17.307 | 100 | 33KV | 400V | 3 | 2007 |  |  | 763 | 45 | 601.9222 | 161.0778 | 161077.7778 |  | 35 | 38.15 | 38150 | 724.85 | 2.222% | 16.1078 | 177.1856 | 585.8144
10141103 | PMT | TRANSFORMADOR | PTS1038 | TRANSFORMADOR MARCA: LICHINGA PTS1038 |  | LICHINGA | LICHINGA | Vila de Chimbonila 3 |  | S13 20.786 | E35 17.308 | 100 | 33KV | 400V | 3 | 2007 |  |  | 763 | 45 | 601.9222 | 161.0778 | 161077.7778 |  | 35 | 38.15 | 38150 | 724.85 | 2.222% | 16.1078 | 177.1856 | 585.8144
10141103 | PMT | TRANSFORMADOR | PTS1053 | TRANSFORMADOR MARCA: LICHINGA PTS1053 |  | LICHINGA | LICHINGA | Povoado Lumbe |  | S13 25.441 | E35 17.323 | 50 | 33KV | 400V | 3 | 2007 |  |  | 643 | 45 | 507.2556 | 135.7444 | 135744.4444 |  | 35 | 32.15 | 32150 | 610.85 | 2.222% | 13.5744 | 149.3189 | 493.6811
10141103 | PMT | TRANSFORMADOR | PTS1054 | TRANSFORMADOR MARCA: LICHINGA PTS1054 |  | LICHINGA | LICHINGA | Povoado Mussa |  | S13 27.552 | E35 17.324 | 50 | 33KV | 400V | 3 | 2007 |  |  | 643 | 45 | 507.2556 | 135.7444 | 135744.4444 |  | 35 | 32.15 | 32150 | 610.85 | 2.222% | 13.5744 | 149.3189 | 493.6811
10141103 | PMT | TRANSFORMADOR | PTS1055 | TRANSFORMADOR MARCA: LICHINGA PTS1055 |  | LICHINGA | LICHINGA | Povoado Lipichi |  | S13 32.523 | E35 17.325 | 50 | 33KV | 400V | 3 | 2007 |  |  | 643 | 45 | 507.2556 | 135.7444 | 135744.4444 |  | 35 | 32.15 | 32150 | 610.85 | 2.222% | 13.5744 | 149.3189 | 493.6811
10141103 | PMT | TRANSFORMADOR | PTS1065 | TRANSFORMADOR MARCA: LICHINGA PTS1065 |  | LICHINGA | LICHINGA | Bairro Muchenga |  | S13 17.402 | E35 17.335 | 160 | 11KV | 400V | 3 | 2007 |  |  | 572 | 45 | 451.2444 | 120.7556 | 120755.5556 |  | 35 | 28.6 | 28600 | 543.4 | 2.222% | 12.0756 | 132.8311 | 439.1689
10141103 | PMT | TRANSFORMADOR | PTS1066 | TRANSFORMADOR MARCA: LICHINGA PTS1066 |  | LICHINGA | LICHINGA | Bairro Namacula |  | S13 16.610 | E35 17.336 | 200 | 11KV | 400V | 3 | 2007 |  |  | 572 | 45 | 451.2444 | 120.7556 | 120755.5556 |  | 35 | 28.6 | 28600 | 543.4 | 2.222% | 12.0756 | 132.8311 | 439.1689
10141103 | PMT | TRANSFORMADOR | PTS1068 | TRANSFORMADOR MARCA: LICHINGA PTS1068 |  | LICHINGA | LICHINGA | Bairro Nzinge |  | S13 19.447 | E35 17.338 | 200 | 33KV | 400V | 3 | 2007 |  |  | 991 | 45 | 781.7889 | 209.2111 | 209211.1111 |  | 35 | 49.55 | 49550 | 941.45 | 2.222% | 20.9211 | 230.1322 | 760.8678
10141103 | PMT | TRANSFORMADOR | PTS1069 | TRANSFORMADOR MARCA: LICHINGA PTS1069 |  | LICHINGA | LICHINGA | Bairro Chiuaula |  | S13 19.333 | E35 17.339 | 250 | 33KV | 400V | 3 | 2007 |  |  | 991 | 45 | 781.7889 | 209.2111 | 209211.1111 |  | 35 | 49.55 | 49550 | 941.45 | 2.222% | 20.9211 | 230.1322 | 760.8678
10141103 | PMT | TRANSFORMADOR | PTS1077 | TRANSFORMADOR MARCA: LICHINGA PTS1077 |  | LICHINGA | LICHINGA | Bairro Namacula |  | S13 16.800 | E35 17.347 | 160 | 33KV | 400V | 3 | 2007 |  |  | 991 | 45 | 781.7889 | 209.2111 | 209211.1111 |  | 35 | 49.55 | 49550 | 941.45 | 2.222% | 20.9211 | 230.1322 | 760.8678
10141103 | PMT | TRANSFORMADOR | 43 | TRANSFORMADOR MARCA: NACALA 43 |  | NACALA | Nacala-Porto | PTS Nassige ( depois do Tiago Amorim ) |  | 14°41.659 | 40°38.190 | 50 | 33KV | 400V | 3 | 2007 |  |  | 643 | 45 | 507.2556 | 135.7444 | 135744.4444 |  | 35 | 32.15 | 32150 | 610.85 | 2.222% | 13.5744 | 149.3189 | 493.6811
10141103 | PMT | TRANSFORMADOR | 44 | TRANSFORMADOR MARCA: NACALA 44 |  | NACALA | Nacala-Porto | PTS Muriacone |  | 14°42.204 | 40°36.214 | 32 | 33KV | 400V | 3 | 2007 |  |  | 643 | 45 | 507.2556 | 135.7444 | 135744.4444 |  | 35 | 32.15 | 32150 | 610.85 | 2.222% | 13.5744 | 149.3189 | 493.6811
10141103 | PMT | TRANSFORMADOR | 45 | TRANSFORMADOR MARCA: NACALA 45 |  | NACALA | Nacala-Porto | PTS Novo Shell ( Zona da Barragem ) |  | 14°42.115 | 40°33.645 | 32 | 33KV | 400V | 3 | 2007 |  |  | 643 | 45 | 507.2556 | 135.7444 | 135744.4444 |  | 35 | 32.15 | 32150 | 610.85 | 2.222% | 13.5744 | 149.3189 | 493.6811
10141103 | PMT | TRANSFORMADOR | 46 | TRANSFORMADOR MARCA: NACALA 46 |  | NACALA | Nacala-Porto | PTS Bairro Namusso (Zona da Matola) |  | 14°34.662 | 40°39.667 | 100 | 33KV | 400V | 3 | 2007 |  |  | 763 | 45 | 601.9222 | 161.0778 | 161077.7778 |  | 35 | 38.15 | 38150 | 724.85 | 2.222% | 16.1078 | 177.1856 | 585.8144
10141103 | PMT | TRANSFORMADOR | PT69 | TRANSFORMADOR MARCA:Alstrom PT69 PT69 | Chamba(12 Esquadra) | PT69 | BEIRA | SOFALA |  | 691085 | 7816846 | 160 | 22 | 0.4 | 3 | 2007 | Alstrom | 31651/04/003 | 572 | 45 | 451.2444 | 120.7556 | 120755.5556 |  | 35 | 28.6 | 28600 | 543.4 | 2.222% | 12.0756 | 132.8311 | 439.1689
10141103 | PMT | TRANSFORMADOR | PT221 | TRANSFORMADOR MARCA:Pauwels Trafo PT221 PT221 | Cerâmica | PT221 | BEIRA | SOFALA |  | 686567.2 | 7821526.2 | 160 | 22 | 0.4 | 3 | 2007 | Pauwels Trafo | 3 | 572 | 45 | 451.2444 | 120.7556 | 120755.5556 |  | 35 | 28.6 | 28600 | 543.4 | 2.222% | 12.0756 | 132.8311 | 439.1689
10141103 | PMT | TRANSFORMADOR | PT224 | TRANSFORMADOR MARCA:Pauwels Trafo PT224 PT224 | Bairro Mbátue | PT224 | BEIRA | SOFALA |  | 699079.6 | 7811315.8 | 160 | 22 | 0.4 | 3 | 2007 | Pauwels Trafo | 11110704778 | 572 | 45 | 451.2444 | 120.7556 | 120755.5556 |  | 35 | 28.6 | 28600 | 543.4 | 2.222% | 12.0756 | 132.8311 | 439.1689
10141103 | PMT | TRANSFORMADOR | AGCTC/PT1 | TRANSFORMADOR MARCA:STANDARD AGCTC/PT1 AGCTC/PT1 | BAIRRO 3 DE FEVEREIRO | AGCTC/PT1 | CATANDICA | MANICA | Frente Hospital | S18 03 12,1 | E033 10 13,6 | 250 | 33 | 0.4 | 3 | 2007 | STANDARD | L001427 | 991 | 45 | 781.7889 | 209.2111 | 209211.1111 |  | 35 | 49.55 | 49550 | 941.45 | 2.222% | 20.9211 | 230.1322 | 760.8678
10141103 | PMT | TRANSFORMADOR | AGCTC/PT5 | TRANSFORMADOR MARCA:STANDARD AGCTC/PT5 AGCTC/PT5 | BAIRRO FUTURO MELHOR | AGCTC/PT5 | CATANDICA | MANICA | Complexo Mbuia Lena | S18 03 20,2 | E033 10 38,0 | 250 | 33 | 0.4 | 3 | 2007 | STANDARD | L001247 | 991 | 45 | 781.7889 | 209.2111 | 209211.1111 |  | 35 | 49.55 | 49550 | 941.45 | 2.222% | 20.9211 | 230.1322 | 760.8678
10141103 | PMT | TRANSFORMADOR | AGCTC/PT6 | TRANSFORMADOR MARCA:STANDARD AGCTC/PT6 AGCTC/PT6 | BAIRRO SAMORA MACHEL | AGCTC/PT6 | CATANDICA | MANICA | CMC | S18 02 26,8 | E033 10 27,1 | 50 | 33 | 0.4 | 3 | 2007 | STANDARD | 003069 | 643 | 45 | 507.2556 | 135.7444 | 135744.4444 |  | 35 | 32.15 | 32150 | 610.85 | 2.222% | 13.5744 | 149.3189 | 493.6811
10141103 | PMT | TRANSFORMADOR | AGCTC/PT11 | TRANSFORMADOR MARCA:STANDARD AGCTC/PT11 AGCTC/PT11 | BAIRRO SABAO | AGCTC/PT11 | CATANDICA | MANICA | Moagem Joao Marita | S17 47 49,2 | E033 13 07,1 | 250 | 33 | 0.4 | 3 | 2007 | STANDARD | T24361 | 991 | 45 | 781.7889 | 209.2111 | 209211.1111 |  | 35 | 49.55 | 49550 | 941.45 | 2.222% | 20.9211 | 230.1322 | 760.8678
10141103 | PMT | TRANSFORMADOR | AGCHI/PT52 | TRANSFORMADOR MARCA:PAUWELS TRAFO AGCHI/PT52 AGCHI/PT52 | ZONA DO COLEGA CIGARRO | AGCHI/PT52 | CHIMOIO | MANICA |  | S19 06 55,00 | E033 27 53,10 | 315 | 22 | 0.4 | 3 | 2007 | PAUWELS TRAFO | 111-0704505 | 953 | 45 | 751.8111 | 201.1889 | 201188.8889 |  | 35 | 47.65 | 47650 | 905.35 | 2.222% | 20.1189 | 221.3078 | 731.6922
10141103 | PMT | TRANSFORMADOR | AGCHI/PT54 | TRANSFORMADOR MARCA:DPM AGCHI/PT54 AGCHI/PT54 |  | AGCHI/PT54 | CHIMOIO | MANICA |  | S19 05 41,00 | E33 27 42,37 | 315 | 22 | 0.4 | 3 | 2007 | DPM | DC0014/0171 | 953 | 45 | 751.8111 | 201.1889 | 201188.8889 |  | 35 | 47.65 | 47650 | 905.35 | 2.222% | 20.1189 | 221.3078 | 731.6922
10141103 | PMT | TRANSFORMADOR | AGGDL/PT7 | TRANSFORMADOR MARCA:ITB AGGDL/PT7 AGGDL/PT7 | Bairro Mucessua | AGGDL/PT7 | GONDOLA | MANICA | MUCHACATA | S19 05 49,1 | E033 38 48,5 | 160 | 22 | 0.4 | 3 | 2007 | ITB | 6059610 | 572 | 45 | 451.2444 | 120.7556 | 120755.5556 |  | 35 | 28.6 | 28600 | 543.4 | 2.222% | 12.0756 | 132.8311 | 439.1689
10141103 | PMT | TRANSFORMADOR | USICP/PT3 | TRANSFORMADOR MARCA:PAWELS TRAFO USICP/PT3 USICP/PT3 | Bairro Mutuchira | USICP/PT3 | INCHOPE | MANICA | INCHOPE ESTACAO | S19 11 49,79 | E033 53 21,56 | 160 | 22 | 0.4 | 3 | 2007 | PAWELS TRAFO | 1110704780 | 572 | 45 | 451.2444 | 120.7556 | 120755.5556 |  | 35 | 28.6 | 28600 | 543.4 | 2.222% | 12.0756 | 132.8311 | 439.1689
10141103 | PMT | TRANSFORMADOR | USICP/PT4 | TRANSFORMADOR MARCA:PAWELS TRAFO USICP/PT4 USICP/PT4 | Bairro 7 de Abril | USICP/PT4 | INCHOPE | MANICA | HOSPITAL | S19 12 06,92 | E033 55 32,98 | 160 | 22 | 0.4 | 3 | 2007 | PAWELS TRAFO | 1110704776 | 572 | 45 | 451.2444 | 120.7556 | 120755.5556 |  | 35 | 28.6 | 28600 | 543.4 | 2.222% | 12.0756 | 132.8311 | 439.1689
10141103 | PMT | TRANSFORMADOR | USGUR/PT1 | TRANSFORMADOR MARCA:EFACEC USGUR/PT1 USGUR/PT1 | Bairro TseretseKama C | USGUR/PT1 | GURO | MANICA | MERCADO | S17 25 34,8 | E033 20 56,1 | 315 | 33 | 0.4 | 3 | 2007 | EFACEC | L001427.06 | 1039 | 45 | 819.6556 | 219.3444 | 219344.4444 |  | 35 | 51.95 | 51950 | 987.05 | 2.222% | 21.9344 | 241.2789 | 797.7211
10141103 | PMT | TRANSFORMADOR | USGUR/PT4 | TRANSFORMADOR MARCA:EFACEC USGUR/PT4 USGUR/PT4 | Bairro Cruzamento de Macossa | USGUR/PT4 | GURO | MANICA | FISCALIZACNO DA AGRICULTURA | S17 43 07,4 | E033 15 17,3 | 160 | 33 | 0.4 | 3 | 2007 | EFACEC | L001426.02 | 991 | 45 | 781.7889 | 209.2111 | 209211.1111 |  | 35 | 49.55 | 49550 | 941.45 | 2.222% | 20.9211 | 230.1322 | 760.8678
10141103 | PMT | TRANSFORMADOR | USMCP/PT7 | TRANSFORMADOR MARCA:ABB USMCP/PT7 USMCP/PT7 | Bairro Chizipa | USMCP/PT7 | MANICA | MANICA | POST ADMINISTRATIVO EN 6 | S18 59 31,41 | E032 44 51 91 | 160 | 33 | 0.4 | 3 | 2007 | ABB | T-25559 | 991 | 45 | 781.7889 | 209.2111 | 209211.1111 |  | 35 | 49.55 | 49550 | 941.45 | 2.222% | 20.9211 | 230.1322 | 760.8678
10141103 | PMT | TRANSFORMADOR | AGMNC/PT19 | TRANSFORMADOR MARCA:DPM AGMNC/PT19 AGMNC/PT19 | Bairro Centro Jécua | AGMNC/PT19 | MANICA | MANICA | CENTRO JECUA | S18 58 25,7 | E032 49 31,5 | 32 | 33 | 0.22 | 1 | 2007 | DPM | 10625801/11 | 643 | 45 | 507.2556 | 135.7444 | 135744.4444 |  | 35 | 32.15 | 32150 | 610.85 | 2.222% | 13.5744 | 149.3189 | 493.6811
10141103 | PMT | TRANSFORMADOR | USMSC/PT12 | TRANSFORMADOR MARCA:PME USMSC/PT12 USMSC/PT12 | Bairro Bandula | USMSC/PT12 | MANICA | MANICA | PROX LIDER MARGARIDA | S19 00 23,0 | E33 04 30,3 | 100 | 22 | 0.4 | 3 | 2007 | PME | 1062600/01 | 445 | 45 | 351.0556 | 93.9444 | 93944.4444 |  | 35 | 22.25 | 22250 | 422.75 | 2.222% | 9.3944 | 103.3389 | 341.6611
10141103 | PMT | TRANSFORMADOR | USMSC/PT17 | TRANSFORMADOR MARCA:DPM USMSC/PT17 USMSC/PT17 | Bairro Pedreira | USMSC/PT17 | MANICA | MANICA | EPC CHICAMBA | S19 08 05,0 | E033 08 44,6 | 100 | 22 | 0.4 | 3 | 2007 | DPM | 1012859 | 445 | 45 | 351.0556 | 93.9444 | 93944.4444 |  | 35 | 22.25 | 22250 | 422.75 | 2.222% | 9.3944 | 103.3389 | 341.6611
10141103 | PMT | TRANSFORMADOR | AGVDZ/PT3 | TRANSFORMADOR MARCA:DPM AGVDZ/PT3 AGVDZ/PT3 | Bairro Expansão | AGVDZ/PT3 | VANDUZI | MANICA | MOAGEM PINDO | S18 56 43,9 | E033 15 41,7 | 200 | 22 | 0.4 | 3 | 2007 | DPM | 206516/01 | 572 | 45 | 451.2444 | 120.7556 | 120755.5556 |  | 35 | 28.6 | 28600 | 543.4 | 2.222% | 12.0756 | 132.8311 | 439.1689
10141103 | PMT | TRANSFORMADOR | PT 257 | TRANSFORMADOR MARCA:ABB PT 257 PT 257 |  | PT 257 | Maxaquene |  |  |  |  | 315 | 11 | 0.4 | 3Ø | 2007 | ABB | T27471 | 840 | 45 | 662.6667 | 177.3333 | 177333.3333 |  | 35 | 42 | 42000 | 798 | 2.222% | 17.7333 | 195.0667 | 644.9333
10141103 | PMT | TRANSFORMADOR | PT 140 | TRANSFORMADOR MARCA:Energy Transformers PT 140 PT 140 |  | PT 140 | Mabukwane |  |  |  |  | 630 | 11 | 0.4 | 3Ø | 2007 | Energy Transformers | 630-6:6 | 1016 | 45 | 801.5111 | 214.4889 | 214488.8889 |  | 35 | 50.8 | 50800 | 965.2 | 2.222% | 21.4489 | 235.9378 | 780.0622
10141103 | PMT | TRANSFORMADOR | PTS 72 | TRANSFORMADOR MARCA:POWERTECH PTS 72 PTS 72 |  | PTS 72 | Matola | Liberdade |  | 32.474140 | -25.917758 | 315 | 33 | 0.4 | 3Ø | 2007 | POWERTECH |  | 1039 | 45 | 819.6556 | 219.3444 | 219344.4444 |  | 35 | 51.95 | 51950 | 987.05 | 2.222% | 21.9344 | 241.2789 | 797.7211
10141103 | PMT | TRANSFORMADOR | PTS 473 | TRANSFORMADOR MARCA:TUSCO TRAFO PTS 473 PTS 473 |  | PTS 473 | Matola | Liberdade |  | 32.468837 | -25.906856 | 200 | 33 | 0.4 | 3Ø | 2007 | TUSCO TRAFO | 506346 | 991 | 45 | 781.7889 | 209.2111 | 209211.1111 |  | 35 | 49.55 | 49550 | 941.45 | 2.222% | 20.9211 | 230.1322 | 760.8678
10141103 | PMT | TRANSFORMADOR | PTS 123 | TRANSFORMADOR MARCA:ALSTOM PTS 123 PTS 123 |  | PTS 123 | Matola Rio | Djuba |  | 32.419701 | -25.935675 | 160 | 33 | 0.4 | 3Ø | 2007 | ALSTOM | 30245/01/009 | 991 | 45 | 781.7889 | 209.2111 | 209211.1111 |  | 35 | 49.55 | 49550 | 941.45 | 2.222% | 20.9211 | 230.1322 | 760.8678
10141103 | PMT | TRANSFORMADOR | PTS 790 | TRANSFORMADOR MARCA:ABB PTS 790 PTS 790 |  | PTS 790 | Boane | Boane |  | 32.341421 | -25.049563 | 200 | 33 | 0.4 | 3Ø | 2007 | ABB | T-27051 | 991 | 45 | 781.7889 | 209.2111 | 209211.1111 |  | 35 | 49.55 | 49550 | 941.45 | 2.222% | 20.9211 | 230.1322 | 760.8678
10141103 | PMT | TRANSFORMADOR | PTS 772 | TRANSFORMADOR MARCA:DPM PTS 772 PTS 772 |  | PTS 772 | Boane | Changalane |  | 32.275903 | -25.344315 | 25 | 33 | 0.4 | 3Ø | 2007 | DPM | 10625901/03 | 643 | 45 | 507.2556 | 135.7444 | 135744.4444 |  | 35 | 32.15 | 32150 | 610.85 | 2.222% | 13.5744 | 149.3189 | 493.6811
10141103 | PMT | TRANSFORMADOR | PTS 767 | TRANSFORMADOR MARCA:DPM PTS 767 PTS 767 |  | PTS 767 | Boane | Changalane |  | 32.219270 | -25.497399 | 25 | 33 | 0.23 | 1Ø | 2007 | DPM | 10625701/01 | 643 | 45 | 507.2556 | 135.7444 | 135744.4444 |  | 35 | 32.15 | 32150 | 610.85 | 2.222% | 13.5744 | 149.3189 | 493.6811
10141103 | PMT | TRANSFORMADOR | PTS 766 | TRANSFORMADOR MARCA:DPM PTS 766 PTS 766 |  | PTS 766 | Boane | Catuane |  | 32.212080 | -25.501957 | 25 | 33 | 0.23 | 1Ø | 2007 | DPM | 10625701/11 | 643 | 45 | 507.2556 | 135.7444 | 135744.4444 |  | 35 | 32.15 | 32150 | 610.85 | 2.222% | 13.5744 | 149.3189 | 493.6811
10141103 | PMT | TRANSFORMADOR | PTS 852 | TRANSFORMADOR MARCA:DPM PTS 852 PTS 852 |  | PTS 852 | Boane | Ngomene |  | 32.905870 | -25.171079 | 32 | 33 | 0.23 | 1Ø | 2007 | DPM | 10625801/02 | 643 | 45 | 507.2556 | 135.7444 | 135744.4444 |  | 35 | 32.15 | 32150 | 610.85 | 2.222% | 13.5744 | 149.3189 | 493.6811
10141103 | PMT | TRANSFORMADOR | PT 33R | TRANSFORMADOR MARCA:ABB PT 33R | Kamubucuane |  | Maputo |  |  | 32,6123759 | -25,8699159 | 315 | 33 | 0,4 | 3Φ | 2007 | ABB | T-27061 | 1039 | 45 | 819.6556 | 219.3444 | 219344.4444 |  | 35 | 51.95 | 51950 | 987.05 | 2.222% | 21.9344 | 241.2789 | 797.7211
10141103 | PMT | TRANSFORMADOR | PT 268 | TRANSFORMADOR MARCA:Energy Transfo Efacec PT 268 | Kamubucuane |  | Maputo |  |  | 32,6362588 | -25,8436931 | 315 | 33 | 0,4 | 3Φ | 2007 | Energy Transfo Efacec | 315-384 | 1039 | 45 | 819.6556 | 219.3444 | 219344.4444 |  | 35 | 51.95 | 51950 | 987.05 | 2.222% | 21.9344 | 241.2789 | 797.7211
10141103 | PMT | TRANSFORMADOR | PT 150R | TRANSFORMADOR MARCA:ABB PT 150R | Guava |  | Maputo |  |  | 32,5919596 | -25,8038257 | 200 | 33 | 0.4 | 3Φ | 2007 | ABB | T-27053 | 991 | 45 | 781.7889 | 209.2111 | 209211.1111 |  | 35 | 49.55 | 49550 | 941.45 | 2.222% | 20.9211 | 230.1322 | 760.8678
10141103 | PMT | TRANSFORMADOR | PT 39R | TRANSFORMADOR MARCA:ABB PT 39R | Guava |  | Maputo |  |  | 6124565 | -25,8607588 | 315 | 33 | 0.4 | 3Φ | 2007 | ABB | T-27062 | 1039 | 45 | 819.6556 | 219.3444 | 219344.4444 |  | 35 | 51.95 | 51950 | 987.05 | 2.222% | 21.9344 | 241.2789 | 797.7211
10141103 | PMT | TRANSFORMADOR | PT 265R | TRANSFORMADOR MARCA:ABB PT 265R | Guava |  | Maputo |  |  | 32,5915112 | -25,7757378 | 160 | 33 | 0,4 | 3Φ | 2007 | ABB | T-27042 | 991 | 45 | 781.7889 | 209.2111 | 209211.1111 |  | 35 | 49.55 | 49550 | 941.45 | 2.222% | 20.9211 | 230.1322 | 760.8678
10141103 | PMT | TRANSFORMADOR | PT 219 | TRANSFORMADOR MARCA:Tusco Trafo Ltd. PT 219 | Zimpeto |  | Maputo |  |  | 32,5368645 | -25,8417081 | 200 | 33 | 0,4 | 3Φ | 2007 | Tusco Trafo Ltd. | S06345 | 991 | 45 | 781.7889 | 209.2111 | 209211.1111 |  | 35 | 49.55 | 49550 | 941.45 | 2.222% | 20.9211 | 230.1322 | 760.8678
10141103 | PMT | TRANSFORMADOR | PT 221 | TRANSFORMADOR MARCA:ABB PT 221 | Zimpeto |  | Maputo |  |  | 32,5350819 | -25,8387557 | 200 | 33 | 0,4 | 3Φ | 2007 | ABB | T-27045 | 991 | 45 | 781.7889 | 209.2111 | 209211.1111 |  | 35 | 49.55 | 49550 | 941.45 | 2.222% | 20.9211 | 230.1322 | 760.8678
10141103 | PMT | TRANSFORMADOR | PT 220 | TRANSFORMADOR MARCA:ABB PT 220 | Zimpeto |  | Maputo |  |  | 32,5391364 | -25,8385525 | 250 | 33 | 0,4 | 3Φ | 2007 | ABB | T-25400 | 991 | 45 | 781.7889 | 209.2111 | 209211.1111 |  | 35 | 49.55 | 49550 | 941.45 | 2.222% | 20.9211 | 230.1322 | 760.8678
10141103 | PMT | TRANSFORMADOR | PT 587 | TRANSFORMADOR MARCA:Tusco Trafo Ltd. PT 587 | Zimpeto |  | Maputo |  |  | 32,5410977 | -25,8291565 | 200 | 33 | 0,4 | 3Φ | 2007 | Tusco Trafo Ltd. | 503017 | 991 | 45 | 781.7889 | 209.2111 | 209211.1111 |  | 35 | 49.55 | 49550 | 941.45 | 2.222% | 20.9211 | 230.1322 | 760.8678
10141103 | PMT | TRANSFORMADOR | PT 640 | TRANSFORMADOR MARCA:ABB PT 640 | Manhica |  | Maputo |  |  | 32,8041623 | -25,3759505 | 200 | 33 | 0,4 | 3Φ | 2007 | ABB | T-27056 | 991 | 45 | 781.7889 | 209.2111 | 209211.1111 |  | 35 | 49.55 | 49550 | 941.45 | 2.222% | 20.9211 | 230.1322 | 760.8678
10141103 | PMT | TRANSFORMADOR | PTS 658 | TRANSFORMADOR MARCA:Efacec PTS 658 | Manhica |  | Maputo |  |  | 32,8014244 | -25,3970928 | 200 | 33 | 0,4 | 3Φ | 2007 | Efacec |  | 991 | 45 | 781.7889 | 209.2111 | 209211.1111 |  | 35 | 49.55 | 49550 | 941.45 | 2.222% | 20.9211 | 230.1322 | 760.8678
10141103 | PMT | TRANSFORMADOR | PT 638 | TRANSFORMADOR MARCA:Efacec PT 638 | Manhica |  | Maputo |  |  | 32,7791227 | -25,4384421 | 500 | 33 | 0,4 | 3Φ | 2007 | Efacec | F002425.01 | 1200 | 45 | 946.6667 | 253.3333 | 253333.3333 |  | 35 | 60 | 60000 | 1140 | 2.222% | 25.3333 | 278.6667 | 921.3333
10141103 | PMT | TRANSFORMADOR | PT 344 | TRANSFORMADOR MARCA:Fuji Tusco PT 344 | Mashava |  | Maputo |  |  | 32,4431658 | -25,8898593 | 200 | 33 | 0,4 | 3Φ | 2007 | Fuji Tusco | 506344 | 991 | 45 | 781.7889 | 209.2111 | 209211.1111 |  | 35 | 49.55 | 49550 | 941.45 | 2.222% | 20.9211 | 230.1322 | 760.8678
10141103 | PMT | TRANSFORMADOR | PTS 538 | TRANSFORMADOR MARCA:ABB PTS 538 | Mashava |  | Maputo |  |  | 32,4869312 | -25,8305362 | 100 | 33 | 0,4 | 3Φ | 2007 | ABB | T-27030 | 763 | 45 | 601.9222 | 161.0778 | 161077.7778 |  | 35 | 38.15 | 38150 | 724.85 | 2.222% | 16.1078 | 177.1856 | 585.8144
10141103 | PMT | TRANSFORMADOR | PT 141 | TRANSFORMADOR MARCA:Tusco Trafo PT 141 | Mashava |  | Maputo |  |  | 32,4899979 | -25,9180951 | 200 | 33 | 0,4 | 3Φ | 2007 | Tusco Trafo | 506347 | 991 | 45 | 781.7889 | 209.2111 | 209211.1111 |  | 35 | 49.55 | 49550 | 941.45 | 2.222% | 20.9211 | 230.1322 | 760.8678
10141103 | PMT | TRANSFORMADOR | PTS 1063 | TRANSFORMADOR MARCA:ABB PTS 1063 | Mashava |  | Maputo |  |  | 32,2676506 | -25,8264796 | 50 | 33 | 0,4 | 3Φ | 2007 | ABB | T-27022 | 643 | 45 | 507.2556 | 135.7444 | 135744.4444 |  | 35 | 32.15 | 32150 | 610.85 | 2.222% | 13.5744 | 149.3189 | 493.6811
10141103 | PMT | TRANSFORMADOR | PT 817 | TRANSFORMADOR MARCA:Astor PT 817 | Bela Vista |  | Maputo |  |  | 32,6226581 | -26,2343818 | 32 | 33 | 0,4 | 2Φ | 2007 | Astor | 17-02418 | 643 | 45 | 507.2556 | 135.7444 | 135744.4444 |  | 35 | 32.15 | 32150 | 610.85 | 2.222% | 13.5744 | 149.3189 | 493.6811
10141103 | PMT | TRANSFORMADOR | PT 679 | TRANSFORMADOR MARCA:Desta Power Malta PT 679 | Bela Vista |  | Maputo |  |  | 32,6501566 | -26,3848145 | 32 | 33 | 0,4 | 2Φ | 2007 | Desta Power Malta | 10625801/16 | 643 | 45 | 507.2556 | 135.7444 | 135744.4444 |  | 35 | 32.15 | 32150 | 610.85 | 2.222% | 13.5744 | 149.3189 | 493.6811
10141103 | PMT | TRANSFORMADOR | PT 680 | TRANSFORMADOR MARCA:Transformco PT 680 | Bela Vista |  | Maputo |  |  | 32,6623365 | -26,4057193 | 50 | 33 | 0,4 | 3Φ | 2007 | Transformco | 110109 | 643 | 45 | 507.2556 | 135.7444 | 135744.4444 |  | 35 | 32.15 | 32150 | 610.85 | 2.222% | 13.5744 | 149.3189 | 493.6811
10141103 | PMT | TRANSFORMADOR | PT 29 RE | TRANSFORMADOR MARCA:Powerware PT 29 RE | Maxixe |  | Inhambane |  |  | 32,2798933 | -23,8022296 | 16 | 33 | 0.23 | 2Φ | 2007 | Powerware |  | 643 | 45 | 507.2556 | 135.7444 | 135744.4444 |  | 35 | 32.15 | 32150 | 610.85 | 2.222% | 13.5744 | 149.3189 | 493.6811
10141103 | PMT | TRANSFORMADOR | PT 46 RE | TRANSFORMADOR MARCA:Powerware PT 46 RE | Maxixe |  | Inhambane |  |  | 35,2854456 | -23,9633952 | 32 | 33 | 0.23 | 2Φ | 2007 | Powerware | G-3534 | 643 | 45 | 507.2556 | 135.7444 | 135744.4444 |  | 35 | 32.15 | 32150 | 610.85 | 2.222% | 13.5744 | 149.3189 | 493.6811
10141103 | PMT | TRANSFORMADOR | PT 43 RE | TRANSFORMADOR MARCA:Powerware PT 43 RE | Maxixe |  | Inhambane |  |  | 35,2656066 | -24,1239703 | 16 | 33 | 0.23 | 2Φ | 2007 | Powerware | G-3475 | 643 | 45 | 507.2556 | 135.7444 | 135744.4444 |  | 35 | 32.15 | 32150 | 610.85 | 2.222% | 13.5744 | 149.3189 | 493.6811
10141103 | PMT | TRANSFORMADOR | PT 61 | TRANSFORMADOR MARCA:Powerware PT 61 | Morrumbene |  | Inhambane |  |  | 35,2179373 | -23,4205817 | 16 | 33 | 0.23 | 2Φ | 2007 | Powerware | G-3427 | 643 | 45 | 507.2556 | 135.7444 | 135744.4444 |  | 35 | 32.15 | 32150 | 610.85 | 2.222% | 13.5744 | 149.3189 | 493.6811
10141103 | PMT | TRANSFORMADOR | PT 59 | TRANSFORMADOR MARCA:Powerware PT 59 | Morrumbene |  | Inhambane |  |  | 35,2337094 | -23,4398916 | 32 | 33 | 0.23 | 2Φ | 2007 | Powerware | G-3541 | 643 | 45 | 507.2556 | 135.7444 | 135744.4444 |  | 35 | 32.15 | 32150 | 610.85 | 2.222% | 13.5744 | 149.3189 | 493.6811
10141103 | PMT | TRANSFORMADOR | PT 48 | TRANSFORMADOR MARCA:Desta Power Malta PT 48 | Morrumbene |  | Inhambane |  |  | 35,3849587 | -23,4902792 | 16 | 33 | 0.23 | 2Φ | 2007 | Desta Power Malta | 10625601/03 | 643 | 45 | 507.2556 | 135.7444 | 135744.4444 |  | 35 | 32.15 | 32150 | 610.85 | 2.222% | 13.5744 | 149.3189 | 493.6811
10141103 | PMT | TRANSFORMADOR | PT 46 | TRANSFORMADOR MARCA:Powerware PT 46 | Morrumbene |  | Inhambane |  |  | 35,3877978 | -23,5104827 | 16 | 33 | 0.23 | 2Φ | 2007 | Powerware | G-3530 | 643 | 45 | 507.2556 | 135.7444 | 135744.4444 |  | 35 | 32.15 | 32150 | 610.85 | 2.222% | 13.5744 | 149.3189 | 493.6811
10141103 | PMT | TRANSFORMADOR | PT 47 | TRANSFORMADOR MARCA:Powerware PT 47 | Morrumbene |  | Inhambane |  |  | 35,3860905 | -23,5193086 | 16 | 33 | 0.23 | 2Φ | 2007 | Powerware | G-3573 | 643 | 45 | 507.2556 | 135.7444 | 135744.4444 |  | 35 | 32.15 | 32150 | 610.85 | 2.222% | 13.5744 | 149.3189 | 493.6811
10141103 | PMT | TRANSFORMADOR | PT 32 | TRANSFORMADOR MARCA:Powerware PT 32 | Morrumbene |  | Inhambane |  |  | 35,3573559 | -23,5777585 | 16 | 33 | 0.23 | 2Φ | 2007 | Powerware | G-3591 | 643 | 45 | 507.2556 | 135.7444 | 135744.4444 |  | 35 | 32.15 | 32150 | 610.85 | 2.222% | 13.5744 | 149.3189 | 493.6811
10141103 | PMT | TRANSFORMADOR | PT 35 | TRANSFORMADOR MARCA:Powerware PT 35 | Morrumbene |  | Inhambane |  |  | 35,3488303 | -23,5747434 | 16 | 33 | 0.23 | 2Φ | 2007 | Powerware | G-3472 | 643 | 45 | 507.2556 | 135.7444 | 135744.4444 |  | 35 | 32.15 | 32150 | 610.85 | 2.222% | 13.5744 | 149.3189 | 493.6811
10141103 | PMT | TRANSFORMADOR | PT 41 | TRANSFORMADOR MARCA:Powerware PT 41 | Morrumbene |  | Inhambane |  |  | 35,3542687 | -23,5844367 | 16 | 33 | 0.23 | 2Φ | 2007 | Powerware | G-3967 | 643 | 45 | 507.2556 | 135.7444 | 135744.4444 |  | 35 | 32.15 | 32150 | 610.85 | 2.222% | 13.5744 | 149.3189 | 493.6811
10141103 | PMT | TRANSFORMADOR | PT 34 | TRANSFORMADOR MARCA:Powerware PT 34 | Morrumbene |  | Inhambane |  |  | 35,3505827 | -23,5811072 | 16 | 33 | 0.23 | 2Φ | 2007 | Powerware | G-3941 | 643 | 45 | 507.2556 | 135.7444 | 135744.4444 |  | 35 | 32.15 | 32150 | 610.85 | 2.222% | 13.5744 | 149.3189 | 493.6811
10141103 | PMT | TRANSFORMADOR | PT 40 | TRANSFORMADOR MARCA:Powerware PT 40 | Morrumbene |  | Inhambane |  |  | 35,3416347 | -23,5913271 | 16 | 33 | 0.23 | 2Φ | 2007 | Powerware | G-? | 643 | 45 | 507.2556 | 135.7444 | 135744.4444 |  | 35 | 32.15 | 32150 | 610.85 | 2.222% | 13.5744 | 149.3189 | 493.6811
10141103 | PMT | TRANSFORMADOR | PT ? | TRANSFORMADOR MARCA:Powerware PT ? | Morrumbene |  | Inhambane |  |  | 35,3558532 | -23,5750642 | 32 | 33 | 0.23 | 2Φ | 2007 | Powerware | G-? | 643 | 45 | 507.2556 | 135.7444 | 135744.4444 |  | 35 | 32.15 | 32150 | 610.85 | 2.222% | 13.5744 | 149.3189 | 493.6811
10141103 | PMT | TRANSFORMADOR | PT 2 | TRANSFORMADOR MARCA:Powerware PT 2 | Morrumbene |  | Inhambane |  |  | 35,3382852 | -23,6566751 | 200 | 33 | 0,4 | 3Φ | 2007 | Powerware | G-3552 | 991 | 45 | 781.7889 | 209.2111 | 209211.1111 |  | 35 | 49.55 | 49550 | 941.45 | 2.222% | 20.9211 | 230.1322 | 760.8678
10141103 | PMT | TRANSFORMADOR | PT 29 | TRANSFORMADOR MARCA:Powerware PT 29 | Morrumbene |  | Inhambane |  |  | 35,3084129 | -23,7020393 | 16 | 33 | 0.23 | 2Φ | 2007 | Powerware | G-3477 | 643 | 45 | 507.2556 | 135.7444 | 135744.4444 |  | 35 | 32.15 | 32150 | 610.85 | 2.222% | 13.5744 | 149.3189 | 493.6811
10141103 | PMT | TRANSFORMADOR | PT 26 | TRANSFORMADOR MARCA:Powerware PT 26 | Morrumbene |  | Inhambane |  |  | 35,2989814 | -23,7359097 | 16 | 33 | 0.23 | 2Φ | 2007 | Powerware | G-3444 | 643 | 45 | 507.2556 | 135.7444 | 135744.4444 |  | 35 | 32.15 | 32150 | 610.85 | 2.222% | 13.5744 | 149.3189 | 493.6811
10141103 | PMT | TRANSFORMADOR | PT 25 | TRANSFORMADOR MARCA:Powerware PT 25 | Morrumbene |  | Inhambane |  |  | 35,2961762 | -23,7414157 | 16 | 33 | 0.23 | 2Φ | 2007 | Powerware | G-? | 643 | 45 | 507.2556 | 135.7444 | 135744.4444 |  | 35 | 32.15 | 32150 | 610.85 | 2.222% | 13.5744 | 149.3189 | 493.6811
10141103 | PMT | TRANSFORMADOR | PT 23 | TRANSFORMADOR MARCA:Powerware PT 23 | Morrumbene |  | Inhambane |  |  | 35,3013797 | -23,7482751 | 16 | 33 | 0.23 | 2Φ | 2007 | Powerware | G-3547 | 643 | 45 | 507.2556 | 135.7444 | 135744.4444 |  | 35 | 32.15 | 32150 | 610.85 | 2.222% | 13.5744 | 149.3189 | 493.6811
10141103 | PMT | TRANSFORMADOR | PT 20 | TRANSFORMADOR MARCA:Powerware PT 20 | Morrumbene |  | Inhambane |  |  | 35,2826776 | -23,7667784 | 16 | 33 | 0.23 | 2Φ | 2007 | Powerware | G-3446 | 643 | 45 | 507.2556 | 135.7444 | 135744.4444 |  | 35 | 32.15 | 32150 | 610.85 | 2.222% | 13.5744 | 149.3189 | 493.6811
10141103 | PMT | TRANSFORMADOR | PT 19 | TRANSFORMADOR MARCA:Powerware PT 19 | Morrumbene |  | Inhambane |  |  | 35,2800000 | -23,7705104 | 32 | 33 | 0.23 | 2Φ | 2007 | Powerware | G-3527 | 643 | 45 | 507.2556 | 135.7444 | 135744.4444 |  | 35 | 32.15 | 32150 | 610.85 | 2.222% | 13.5744 | 149.3189 | 493.6811
10141103 | PMT | TRANSFORMADOR | PT 42 | TRANSFORMADOR MARCA:Powerware PT 42 | Morrumbene |  | Inhambane |  |  | 35,2932645 | -23,6616306 | 32 | 33 | 0.23 | 2Φ | 2007 | Powerware | G-3526 | 643 | 45 | 507.2556 | 135.7444 | 135744.4444 |  | 35 | 32.15 | 32150 | 610.85 | 2.222% | 13.5744 | 149.3189 | 493.6811
10141103 | PMT | TRANSFORMADOR | PT 45 | TRANSFORMADOR MARCA:Powerware PT 45 | Morrumbene |  | Inhambane |  |  | 35,2877335 | -23,6561571 | 16 | 33 | 0.23 | 2Φ | 2007 | Powerware | G-3493 | 643 | 45 | 507.2556 | 135.7444 | 135744.4444 |  | 35 | 32.15 | 32150 | 610.85 | 2.222% | 13.5744 | 149.3189 | 493.6811
10141103 | PMT | TRANSFORMADOR | PT 43 | TRANSFORMADOR MARCA:Powerware PT 43 | Morrumbene |  | Inhambane |  |  | 35,2690787 | -23,6431086 | 16 | 33 | 0.23 | 2Φ | 2007 | Powerware | G-3508 | 643 | 45 | 507.2556 | 135.7444 | 135744.4444 |  | 35 | 32.15 | 32150 | 610.85 | 2.222% | 13.5744 | 149.3189 | 493.6811
10141103 | PMT | TRANSFORMADOR | PT 44 | TRANSFORMADOR MARCA:Powerware PT 44 | Morrumbene |  | Inhambane |  |  | 35,2618971 | -23,6316636 | 16 | 33 | 0.23 | 2Φ | 2007 | Powerware | G-3480 | 643 | 45 | 507.2556 | 135.7444 | 135744.4444 |  | 35 | 32.15 | 32150 | 610.85 | 2.222% | 13.5744 | 149.3189 | 493.6811
10141103 | PMT | TRANSFORMADOR | PT 5 | TRANSFORMADOR MARCA:Powerware PT 5 | Morrumbene |  | Inhambane |  |  | 35,2590315 | -23,6285401 | 16 | 33 | 0.23 | 2Φ | 2007 | Powerware | G-? | 643 | 45 | 507.2556 | 135.7444 | 135744.4444 |  | 35 | 32.15 | 32150 | 610.85 | 2.222% | 13.5744 | 149.3189 | 493.6811
10141103 | PMT | TRANSFORMADOR | PT 4 | TRANSFORMADOR MARCA:Desta Power Malta PT 4 | Morrumbene |  | Inhambane |  |  | 35,2469807 | -23,6187757 | 100 | 33 | 0,4 | 2Φ | 2007 | Desta Power Malta | 10699503/03 | 763 | 45 | 601.9222 | 161.0778 | 161077.7778 |  | 35 | 38.15 | 38150 | 724.85 | 2.222% | 16.1078 | 177.1856 | 585.8144
10141103 | PMT | TRANSFORMADOR | PT 6 | TRANSFORMADOR MARCA:Powerware PT 6 | Morrumbene |  | Inhambane |  |  | 35,2536746 | -23,6294734 | 32 | 33 | 0.23 | 2Φ | 2007 | Powerware | G-3540 | 643 | 45 | 507.2556 | 135.7444 | 135744.4444 |  | 35 | 32.15 | 32150 | 610.85 | 2.222% | 13.5744 | 149.3189 | 493.6811
10141103 | PMT | TRANSFORMADOR | PT 18 RE | TRANSFORMADOR MARCA: PT 18 RE | Morrumbene |  | Inhambane |  |  | E35 16 21.9 | S23 46 53.3 | 16 | 33 | 0.23 | 2Φ | 2007 |  |  | 643 | 45 | 507.2556 | 135.7444 | 135744.4444 |  | 35 | 32.15 | 32150 | 610.85 | 2.222% | 13.5744 | 149.3189 | 493.6811
10141103 | PMT | TRANSFORMADOR | PT 30 RE | TRANSFORMADOR MARCA: PT 30 RE | Morrumbene |  | Inhambane |  |  | E35 19 23.2 | S23 39 58.7 | 16 | 33 | 0.23 | 2Φ | 2007 |  |  | 643 | 45 | 507.2556 | 135.7444 | 135744.4444 |  | 35 | 32.15 | 32150 | 610.85 | 2.222% | 13.5744 | 149.3189 | 493.6811
10141103 | PMT | TRANSFORMADOR | PT 33 RE | TRANSFORMADOR MARCA: PT 33 RE | Morrumbene |  | Inhambane |  |  | E35 13 54.4 | S23 32 47.7 | 32 | 33 | 0.23 | 2Φ | 2007 |  |  | 643 | 45 | 507.2556 | 135.7444 | 135744.4444 |  | 35 | 32.15 | 32150 | 610.85 | 2.222% | 13.5744 | 149.3189 | 493.6811
10141103 | PMT | TRANSFORMADOR | PT 39 RE | TRANSFORMADOR MARCA: PT 39 RE | Morrumbene |  | Inhambane |  |  | E35 20 24.8 | S23 35 47.0 | 100 | 33 | 0.23 | 2Φ | 2007 |  |  | 763 | 45 | 601.9222 | 161.0778 | 161077.7778 |  | 35 | 38.15 | 38150 | 724.85 | 2.222% | 16.1078 | 177.1856 | 585.8144
10141103 | PMT | TRANSFORMADOR | PT 51 RE | TRANSFORMADOR MARCA: PT 51 RE | Morrumbene |  | Inhambane |  |  | E35 18 40.8 | S23 41 33.1 | 160 | 33 | 0.23 | 2Φ | 2007 |  |  | 991 | 45 | 781.7889 | 209.2111 | 209211.1111 |  | 35 | 49.55 | 49550 | 941.45 | 2.222% | 20.9211 | 230.1322 | 760.8678
10141103 | PMT | TRANSFORMADOR | PT 52 RE | TRANSFORMADOR MARCA: PT 52 RE | Morrumbene |  | Inhambane |  |  | E35 20 33.9 | S23 39 46.9 | 16 | 33 | 0.23 | 2Φ | 2007 |  |  | 643 | 45 | 507.2556 | 135.7444 | 135744.4444 |  | 35 | 32.15 | 32150 | 610.85 | 2.222% | 13.5744 | 149.3189 | 493.6811
10141103 | PMT | TRANSFORMADOR | PT 53 RE | TRANSFORMADOR MARCA: PT 53 RE | Morrumbene |  | Inhambane |  |  | E35 18 31.1 | S23 42 07.8 | 25 | 33 | 0.23 | 2Φ | 2007 |  |  | 643 | 45 | 507.2556 | 135.7444 | 135744.4444 |  | 35 | 32.15 | 32150 | 610.85 | 2.222% | 13.5744 | 149.3189 | 493.6811
10141103 | PMT | TRANSFORMADOR | PT 54 RE | TRANSFORMADOR MARCA: PT 54 RE | Morrumbene |  | Inhambane |  |  | E35 16 08.2 | S23 47 36.3 | 50 | 33 | 0.23 | 2Φ | 2007 |  |  | 643 | 45 | 507.2556 | 135.7444 | 135744.4444 |  | 35 | 32.15 | 32150 | 610.85 | 2.222% | 13.5744 | 149.3189 | 493.6811
10141103 | PMT | TRANSFORMADOR | PT 55 RE | TRANSFORMADOR MARCA: PT 55 RE | Morrumbene |  | Inhambane |  |  | E35 35 27.6 | S23 37 42.3 | 50 | 33 | 0.23 | 2Φ | 2007 |  |  | 643 | 45 | 507.2556 | 135.7444 | 135744.4444 |  | 35 | 32.15 | 32150 | 610.85 | 2.222% | 13.5744 | 149.3189 | 493.6811
10141103 | PMT | TRANSFORMADOR | PT 63 RE | TRANSFORMADOR MARCA: PT 63 RE | Morrumbene |  | Inhambane |  |  | E35 11 11.3 | S23 44 00.7 | 50 | 33 | 0.23 | 2Φ | 2007 |  |  | 643 | 45 | 507.2556 | 135.7444 | 135744.4444 |  | 35 | 32.15 | 32150 | 610.85 | 2.222% | 13.5744 | 149.3189 | 493.6811
10141103 | PMT | TRANSFORMADOR | PT 64 RE | TRANSFORMADOR MARCA: PT 64 RE | Morrumbene |  | Inhambane |  |  | E35 09 32.8 | S23 39 36.0 | 100 | 33 | 0.23 | 2Φ | 2007 |  |  | 763 | 45 | 601.9222 | 161.0778 | 161077.7778 |  | 35 | 38.15 | 38150 | 724.85 | 2.222% | 16.1078 | 177.1856 | 585.8144
10141103 | PMT | TRANSFORMADOR | PT 65 RE | TRANSFORMADOR MARCA: PT 65 RE | Morrumbene |  | Inhambane |  |  | E35 21 31.0 | S23 37 11.6 | 16 | 33 | 0.23 | 2Φ | 2007 |  |  | 643 | 45 | 507.2556 | 135.7444 | 135744.4444 |  | 35 | 32.15 | 32150 | 610.85 | 2.222% | 13.5744 | 149.3189 | 493.6811
10141103 | PMT | TRANSFORMADOR | PT 35RE | TRANSFORMADOR MARCA:Powerware PT 35RE | Masinga |  | Inhambane |  |  | 35,3808976 | -23,4824431 | 16 | 33 | 0.23 | 2Φ | 2007 | Powerware | G-3489 | 643 | 45 | 507.2556 | 135.7444 | 135744.4444 |  | 35 | 32.15 | 32150 | 610.85 | 2.222% | 13.5744 | 149.3189 | 493.6811
10141103 | PMT | TRANSFORMADOR | PT 34 RE | TRANSFORMADOR MARCA:Powerware PT 34 RE | Masinga |  | Inhambane |  |  | 35,3791283 | -23,4732211 | 32 | 33 | 0.23 | 2Φ | 2007 | Powerware | G-3522 | 643 | 45 | 507.2556 | 135.7444 | 135744.4444 |  | 35 | 32.15 | 32150 | 610.85 | 2.222% | 13.5744 | 149.3189 | 493.6811
10141103 | PMT | TRANSFORMADOR | PT 36 RE | TRANSFORMADOR MARCA:Powerware PT 36 RE | Masinga |  | Inhambane |  |  | 35,3795375 | -23,4552952 | 16 | 33 | 0.23 | 2Φ | 2007 | Powerware | G-3476 | 643 | 45 | 507.2556 | 135.7444 | 135744.4444 |  | 35 | 32.15 | 32150 | 610.85 | 2.222% | 13.5744 | 149.3189 | 493.6811
10141103 | PMT | TRANSFORMADOR | PT 24 RE | TRANSFORMADOR MARCA:Powerware PT 24 RE | Masinga |  | Inhambane |  |  | 35,3797762 | -23,4451941 | 16 | 33 | 0.23 | 2Φ | 2007 | Powerware | G-3469 | 643 | 45 | 507.2556 | 135.7444 | 135744.4444 |  | 35 | 32.15 | 32150 | 610.85 | 2.222% | 13.5744 | 149.3189 | 493.6811
10141103 | PMT | TRANSFORMADOR | PT 23 RE | TRANSFORMADOR MARCA:Powerware PT 23 RE | Masinga |  | Inhambane |  |  | 35,3839297 | -23,4490734 | 16 | 33 | 0.23 | 2Φ | 2007 | Powerware | G-3479 | 643 | 45 | 507.2556 | 135.7444 | 135744.4444 |  | 35 | 32.15 | 32150 | 610.85 | 2.222% | 13.5744 | 149.3189 | 493.6811
10141103 | PMT | TRANSFORMADOR | PT 27 RE | TRANSFORMADOR MARCA:Powerware PT 27 RE | Masinga |  | Inhambane |  |  | 35,4884884 | -23,2339317 | 16 | 11 | 0.23 | 1Φ | 2007 | Powerware | G-3562 | 381 | 45 | 300.5667 | 80.4333 | 80433.3333 |  | 35 | 19.05 | 19050 | 361.95 | 2.222% | 8.0433 | 88.4767 | 292.5233
10141103 | PMT | TRANSFORMADOR | PT 25 RE | TRANSFORMADOR MARCA:Powerware PT 25 RE | Masinga |  | Inhambane |  |  | 35,4870414 | -23,2282705 | 32 | 11 | 0.23 | 1Φ | 2007 | Powerware | G-3463 | 381 | 45 | 300.5667 | 80.4333 | 80433.3333 |  | 35 | 19.05 | 19050 | 361.95 | 2.222% | 8.0433 | 88.4767 | 292.5233
10141103 | PMT | TRANSFORMADOR | PT 41 RG | TRANSFORMADOR MARCA:Efacec PT 41 RG | Vilankulo |  | Inhambane |  |  | 35,3239295 | -22,0012372 | 630 | 11 | 0.41 | 3Φ | 2007 | Efacec | K002859.02 | 1016 | 45 | 801.5111 | 214.4889 | 214488.8889 |  | 35 | 50.8 | 50800 | 965.2 | 2.222% | 21.4489 | 235.9378 | 780.0622
10141103 | PMT | TRANSFORMADOR | PT 21 RG | TRANSFORMADOR MARCA:ABB PT 21 RG | Vilankulo |  | Inhambane |  |  | 35,3195981 | -22,0057857 | 200 | 11 | 0.4 | 3Φ | 2007 | ABB | T-26998 | 572 | 45 | 451.2444 | 120.7556 | 120755.5556 |  | 35 | 28.6 | 28600 | 543.4 | 2.222% | 12.0756 | 132.8311 | 439.1689
10141103 | PMT | TRANSFORMADOR | PT 33 RG | TRANSFORMADOR MARCA:Alstom PT 33 RG | Vilankulo |  | Inhambane |  |  | 35,3185465 | -22,0212741 | 50 | 11 | 0.415 | 3Φ | 2007 | Alstom | BET 31026 | 381 | 45 | 300.5667 | 80.4333 | 80433.3333 |  | 35 | 19.05 | 19050 | 361.95 | 2.222% | 8.0433 | 88.4767 | 292.5233
10141103 | PMT | TRANSFORMADOR | PT 05 RG | TRANSFORMADOR MARCA:Desta Power Malta PT 05 RG | Vilankulo |  | Inhambane |  |  | 35,3153823 | -21,9460628 | 50 | 11 | 0.415 | 3Φ | 2007 | Desta Power Malta | DC0007/2930 | 381 | 45 | 300.5667 | 80.4333 | 80433.3333 |  | 35 | 19.05 | 19050 | 361.95 | 2.222% | 8.0433 | 88.4767 | 292.5233
10141103 | PMT | TRANSFORMADOR | PT 02 RG | TRANSFORMADOR MARCA:ABB Powertech PT 02 RG | Vilankulo |  | Inhambane |  |  | 35,3140432 | -21,9363375 | 50 | 11 | 0.4 | 3Φ | 2007 | ABB Powertech | ? | 381 | 45 | 300.5667 | 80.4333 | 80433.3333 |  | 35 | 19.05 | 19050 | 361.95 | 2.222% | 8.0433 | 88.4767 | 292.5233
10141103 | PMT | TRANSFORMADOR | PTS 12 | TRANSFORMADOR MARCA:PowerWare PTS 12 |  |  | Zavala |  |  | 34,89663 | -24,55062 | 16 | 33 | 0.4 | 1Φ | 2007 | PowerWare | G-3442 | 643 | 45 | 507.2556 | 135.7444 | 135744.4444 |  | 35 | 32.15 | 32150 | 610.85 | 2.222% | 13.5744 | 149.3189 | 493.6811
10141103 | PMT | TRANSFORMADOR | PTS 06 | TRANSFORMADOR MARCA:PowerWare PTS 06 |  |  | Zavala |  |  | 34,57192 | -24,63201 | 16 | 33 | 0.4 | 1Φ | 2007 | PowerWare | G-3558 | 643 | 45 | 507.2556 | 135.7444 | 135744.4444 |  | 35 | 32.15 | 32150 | 610.85 | 2.222% | 13.5744 | 149.3189 | 493.6811
10141103 | PMT | TRANSFORMADOR | PTS 07 | TRANSFORMADOR MARCA:PowerWare PTS 07 |  |  | Zavala |  |  | 34,56756 | -24,63194 | 16 | 33 | 0.4 | 1Φ | 2007 | PowerWare | G-3557 | 643 | 45 | 507.2556 | 135.7444 | 135744.4444 |  | 35 | 32.15 | 32150 | 610.85 | 2.222% | 13.5744 | 149.3189 | 493.6811
10141103 | PMT | TRANSFORMADOR | PTS 08 | TRANSFORMADOR MARCA:PowerWare PTS 08 |  |  | Zavala |  |  | 34,56320 | -24,61465 | 16 | 33 | 0.4 | 1Φ | 2007 | PowerWare | G-3556 | 643 | 45 | 507.2556 | 135.7444 | 135744.4444 |  | 35 | 32.15 | 32150 | 610.85 | 2.222% | 13.5744 | 149.3189 | 493.6811
10141103 | PMT | TRANSFORMADOR | PT 465R | TRANSFORMADOR MARCA:Tusco Trafo Co. PT 465R |  |  | Muhlaze |  |  | 32,51582 | -25,83242 | 200 | 33 | 0.4 | 3Φ | 2007 | Tusco Trafo Co. | 506343 | 991 | 45 | 781.7889 | 209.2111 | 209211.1111 |  | 35 | 49.55 | 49550 | 941.45 | 2.222% | 20.9211 | 230.1322 | 760.8678
10141103 | PMT | TRANSFORMADOR | PTS 14 | TRANSFORMADOR MARCA:Desta Power Matla PTS 14 |  |  | Inherrime |  |  | 35,00986 | -24,47801 | 32 | 33 | 0.4 | 1Φ | 2007 | Desta Power Matla | 10625801/03 | 643 | 45 | 507.2556 | 135.7444 | 135744.4444 |  | 35 | 32.15 | 32150 | 610.85 | 2.222% | 13.5744 | 149.3189 | 493.6811
10141103 | PMT | TRANSFORMADOR | AGXX/PTS0017 | TRANSFORMADOR MARCA:DPM AGXX/PTS0017 AGXX/PTS0017 | Chissano Wathe (Mono) | AGXX/PTS0017 | CHISSANO | Gaza |  | 24º 56.378 | 033º 20.749 | 32 | 33 | 0.4 | 3 | 2007 | DPM | 10625801/08 | 643 | 45 | 507.2556 | 135.7444 | 135744.4444 |  | 35 | 32.15 | 32150 | 610.85 | 2.222% | 13.5744 | 149.3189 | 493.6811
10141103 | PMT | TRANSFORMADOR | AGXX/PTS0073 | TRANSFORMADOR MARCA:ABB AGXX/PTS0073 AGXX/PTS0073 | Bairro 11 Mocita Banze | AGXX/PTS0073 | Gaza | Gaza |  | 25º 04.074 | 033º 40.931 | 200 | 11 | 0.4 | 3 | 2007 | ABB | T-25550 | 572 | 45 | 451.2444 | 120.7556 | 120755.5556 |  | 35 | 28.6 | 28600 | 543.4 | 2.222% | 12.0756 | 132.8311 | 439.1689
10141103 | PMT | TRANSFORMADOR | AGXX/PTS0097 | TRANSFORMADOR MARCA:ABB AGXX/PTS0097 AGXX/PTS0097 | Bairro 2 da Cidade-Botas | AGXX/PTS0097 | Gaza | Gaza |  | 25º 02.967 | 033º 39.179 | 200 | 11 | 0.4 | 3 | 2007 | ABB | T-26999 | 572 | 45 | 451.2444 | 120.7556 | 120755.5556 |  | 35 | 28.6 | 28600 | 543.4 | 2.222% | 12.0756 | 132.8311 | 439.1689
10141103 | PMT | TRANSFORMADOR | AGCDG/PTS0139 | TRANSFORMADOR MARCA:DPM AGCDG/PTS0139 AGCDG/PTS0139 | Kwazi Lodge - Chidenguele | AGCDG/PTS0139 | GESTÃO - USC DE CHIDENGUELE | Gaza |  | 24° 55.970 | 034° 10.954 | 25 | 33 | 0.4 | 3 | 2007 | DPM | 10618401/02 | 643 | 45 | 507.2556 | 135.7444 | 135744.4444 |  | 35 | 32.15 | 32150 | 610.85 | 2.222% | 13.5744 | 149.3189 | 493.6811
10141103 | PMT | TRANSFORMADOR | AGXX/PTS0164 | TRANSFORMADOR MARCA:DPM AGXX/PTS0164 AGXX/PTS0164 | Nhokuene Monofasico Intermedio | AGXX/PTS0164 | CHIBUTO / MANJACAZE | Gaza |  | 24° 58.855 | 033° 45.982 | 25 | 33 | 0.4 | 3 | 2007 | DPM | 10625701/06 | 643 | 45 | 507.2556 | 135.7444 | 135744.4444 |  | 35 | 32.15 | 32150 | 610.85 | 2.222% | 13.5744 | 149.3189 | 493.6811
10141103 | PMT | TRANSFORMADOR | AGMJC/PTS0245 | TRANSFORMADOR MARCA:ABB AGMJC/PTS0245 AGMJC/PTS0245 | Macheca-Homo 1 | AGMJC/PTS0245 | GESTÃO - ZSC DE MANJACAZE | Gaza |  | 24º 39.138 | 033º 54.702 | 50 | 33 | 0.4 | 3 | 2007 | ABB | T-25540 | 643 | 45 | 507.2556 | 135.7444 | 135744.4444 |  | 35 | 32.15 | 32150 | 610.85 | 2.222% | 13.5744 | 149.3189 | 493.6811
10141103 | PMT | TRANSFORMADOR |  | TRANSFORMADOR MARCA:TUSCO TRAFO PEMBA | AGPMB | PEMBA | PEMBA | Casa das Irmãs |  | 12°59.390' | 40° 32.458' | 250 | 33 | 0.4 | 3 | 2007 | TUSCO TRAFO | 551150 | 991 | 45 | 781.7889 | 209.2111 | 209211.1111 |  | 35 | 49.55 | 49550 | 941.45 | 2.222% | 20.9211 | 230.1322 | 760.8678
10141103 | PMT | TRANSFORMADOR |  | TRANSFORMADOR MARCA:TUSCO TRAFO PEMBA | AGPMB | PEMBA | PEMBA | Moageira Grão de Ouro |  | 13°00.014' | 40° 32.432 | 315 | 33 | 0.4 | 3 | 2007 | TUSCO TRAFO | 54317 | 1039 | 45 | 819.6556 | 219.3444 | 219344.4444 |  | 35 | 51.95 | 51950 | 987.05 | 2.222% | 21.9344 | 241.2789 | 797.7211
10141103 | PMT | TRANSFORMADOR |  | TRANSFORMADOR MARCA:TUSCO TRAFO PEMBA | AGPMB | PEMBA | PEMBA | Chuiba Bay Lodge |  | 12°59.971' | 40° 33.865' | 50 | 33 | 0.4 | 3 | 2007 | TUSCO TRAFO | 487815 | 643 | 45 | 507.2556 | 135.7444 | 135744.4444 |  | 35 | 32.15 | 32150 | 610.85 | 2.222% | 13.5744 | 149.3189 | 493.6811
10141103 | PMT | TRANSFORMADOR |  | TRANSFORMADOR MARCA:TUSCO TRAFO PEMBA | AGPMB | PEMBA | METUGE | Nangua |  | 13°00.646' | 40° 23.227' | 50 | 33 | 0.4 | 3 | 2007 | TUSCO TRAFO | 537064 | 643 | 45 | 507.2556 | 135.7444 | 135744.4444 |  | 35 | 32.15 | 32150 | 610.85 | 2.222% | 13.5744 | 149.3189 | 493.6811
10141103 | PMT | TRANSFORMADOR |  | TRANSFORMADOR MARCA:T. MOCAMBIQ MONTEPUEZ | ZSCMP | MONTEPUEZ | MONTEPUEZ | Nanhupo Mercado |  | 12059’40,3” | 39019’27,9” | 250 | 33 | 0.4 | 3 | 2007 | T. MOCAMBIQ | 1307060 | 991 | 45 | 781.7889 | 209.2111 | 209211.1111 |  | 35 | 49.55 | 49550 | 941.45 | 2.222% | 20.9211 | 230.1322 | 760.8678
10141103 | PMT | TRANSFORMADOR |  | TRANSFORMADOR MARCA:EFACEC AUASSE | USPLM | AUASSE | Palma | Condominio Palma |  | 10°46ʼ30.926̋'' | 40̕27̕̕39.87722 | 100 | 33 | 0.4 | 3 | 2007 | EFACEC | F000436.06 | 763 | 45 | 601.9222 | 161.0778 | 161077.7778 |  | 35 | 38.15 | 38150 | 724.85 | 2.222% | 16.1078 | 177.1856 | 585.8144
10141103 | PMT | TRANSFORMADOR |  | TRANSFORMADOR MARCA:EFACEC AUASSE | USPLM | AUASSE | Palma | Padaria favorita |  | 10°46ʼ33.0204ʺ | 40ʼ27ʼ57.078ʺ | 100 | 33 | 0.4 | 3 | 2007 | EFACEC | F000436.03 | 763 | 45 | 601.9222 | 161.0778 | 161077.7778 |  | 35 | 38.15 | 38150 | 724.85 | 2.222% | 16.1078 | 177.1856 | 585.8144
10141103 | PMT | TRANSFORMADOR |  | TRANSFORMADOR MARCA:EFACEC AUASSE | USPLM | AUASSE | Palma | Mercado/bci |  | 10°46ʼ31.98 | 40ʼ28ʺ122628 | 100 | 33 | 0.4 | 3 | 2007 | EFACEC | F000436.07 | 763 | 45 | 601.9222 | 161.0778 | 161077.7778 |  | 35 | 38.15 | 38150 | 724.85 | 2.222% | 16.1078 | 177.1856 | 585.8144
10141103 | PMT | TRANSFORMADOR |  | TRANSFORMADOR MARCA:FST AUASSE | USPLM | AUASSE | Palma | Administracao |  | 10°46ʼ38.4744ʺ | 40°28ʼ22.71 | 100 | 33 | 0.4 | 3 | 2007 | FST | TB1306064 | 763 | 45 | 601.9222 | 161.0778 | 161077.7778 |  | 35 | 38.15 | 38150 | 724.85 | 2.222% | 16.1078 | 177.1856 | 585.8144
10141103 | PMT | TRANSFORMADOR |  | TRANSFORMADOR MARCA:EFACEC AUASSE | USPLM | AUASSE | Palma | PT descida |  | 10°46ʼ33.9348ʺ | 40ʼ28ʼ36.1488 | 160 | 33 | 0.4 | 3 | 2007 | EFACEC | F000436.04 | 991 | 45 | 781.7889 | 209.2111 | 209211.1111 |  | 35 | 49.55 | 49550 | 941.45 | 2.222% | 20.9211 | 230.1322 | 760.8678
10141103 | PMT | TRANSFORMADOR |  | TRANSFORMADOR MARCA:EFACEC AUASSE | USPLM | AUASSE | Palma | Mercado baixa |  | 10°46ʼ24.7296ʺ | 40°28ʼ56.1288 | 100 | 33 | 0.4 | 3 | 2007 | EFACEC | F000436.04 | 763 | 45 | 601.9222 | 161.0778 | 161077.7778 |  | 35 | 38.15 | 38150 | 724.85 | 2.222% | 16.1078 | 177.1856 | 585.8144
10141103 | PMT | TRANSFORMADOR |  | TRANSFORMADOR MARCA:EFACEC AUASSE | USPLM | AUASSE | Palma | PT Mute |  | 10°57ʼ43.2432ʺ | 40°21ʼ21.3624ʺ | 100 | 33 | 0.4 | 3 | 2007 | EFACEC | F000436.02 | 763 | 45 | 601.9222 | 161.0778 | 161077.7778 |  | 35 | 38.15 | 38150 | 724.85 | 2.222% | 16.1078 | 177.1856 | 585.8144
10141103 | PMT | TRANSFORMADOR |  | TRANSFORMADOR MARCA:EFACEC AUASSE | USPLM | AUASSE | Palma | PT Lider/olumbi |  | 10°59ʼ21.6924 | 40°28ʼ37.8696 | 100 | 33 | 0.4 | 3 | 2007 | EFACEC |  | 763 | 45 | 601.9222 | 161.0778 | 161077.7778 |  | 35 | 38.15 | 38150 | 724.85 | 2.222% | 16.1078 | 177.1856 | 585.8144
10141103 | PMT | TRANSFORMADOR |  | TRANSFORMADOR MARCA:EFACEC AUASSE | USPLM | AUASSE | Palma | Centro de saude olumbi |  | 10°59ʼ24.8784 | 40°28ʼ46.3188 | 50 | 33 | 0.4 | 3 | 2007 | EFACEC |  | 643 | 45 | 507.2556 | 135.7444 | 135744.4444 |  | 35 | 32.15 | 32150 | 610.85 | 2.222% | 13.5744 | 149.3189 | 493.6811
10141103 | PMT | TRANSFORMADOR |  | TRANSFORMADOR MARCA:ZENT TRANSFORMERS AUASSE | USPLM | AUASSE | Palma | PT NOVO PALHOTA (QUILAUA) |  | 10°46ʼ33.0104ʺ | 40ʼ27ʼ57.057ʺ | 160 | 33 | 0.4 | 3 | 2007 | ZENT TRANSFORMERS | 0047T052 | 991 | 45 | 781.7889 | 209.2111 | 209211.1111 |  | 35 | 49.55 | 49550 | 941.45 | 2.222% | 20.9211 | 230.1322 | 760.8678
10141103 | PMT | TRANSFORMADOR |  | TRANSFORMADOR MARCA:TUSCO TRAFO METORO | USACB | METORO | Ancuabe | Silva Macua |  | 12°29’98.68” | 39°58’42.53” | 50 | 33 | 0.4 | 3 | 2007 | TUSCO TRAFO | 496323 | 643 | 45 | 507.2556 | 135.7444 | 135744.4444 |  | 35 | 32.15 | 32150 | 610.85 | 2.222% | 13.5744 | 149.3189 | 493.6811
10141103 | PMT | TRANSFORMADOR |  | TRANSFORMADOR MARCA:TUSCO TRAFO METORO | USACB | METORO | Ancuabe | PT Hospital, perto do Hospital |  | 12057’55,1” | 39051’33,8” | 50 | 33 | 0.4 | 3 | 2007 | TUSCO TRAFO | TIF-384-2546 | 643 | 45 | 507.2556 | 135.7444 | 135744.4444 |  | 35 | 32.15 | 32150 | 610.85 | 2.222% | 13.5744 | 149.3189 | 493.6811
10141103 | PMT | TRANSFORMADOR |  | TRANSFORMADOR MARCA:TUSCO TRAFO METORO | USACB | METORO | Ancuabe | PT Escola |  | 12057’47,3” | 39051’45,1” | 50 | 33 | 0.4 | 3 | 2007 | TUSCO TRAFO | TIF-384-2546 | 643 | 45 | 507.2556 | 135.7444 | 135744.4444 |  | 35 | 32.15 | 32150 | 610.85 | 2.222% | 13.5744 | 149.3189 | 493.6811
10141103 | PMT | TRANSFORMADOR |  | TRANSFORMADOR MARCA:TUSCO TRAFO METORO | USACB | METORO | Ancuabe | PT Escrito |  | 12058’28,3” | 39051’17,2” | 160 | 33 | 0.4 | 3 | 2007 | TUSCO TRAFO | SI-11325 | 991 | 45 | 781.7889 | 209.2111 | 209211.1111 |  | 35 | 49.55 | 49550 | 941.45 | 2.222% | 20.9211 | 230.1322 | 760.8678
10141103 | PMT | TRANSFORMADOR |  | TRANSFORMADOR MARCA:TM METORO | USACB | METORO | Ancuabe | PT Mercado |  | 12059’56,1” | 39036’44,0” | 50 | 33 | 0.4 | 3 | 2007 | TM | 961697 | 643 | 45 | 507.2556 | 135.7444 | 135744.4444 |  | 35 | 32.15 | 32150 | 610.85 | 2.222% | 13.5744 | 149.3189 | 493.6811
10141103 | PMT | TRANSFORMADOR | PTS1007 | TRANSFORMADOR MARCA:ITB LICHINGA PTS1007 |  | LICHINGA | LICHINGA | Bairro Namacula |  | S13 16.920 | E35 18.183 | 200 | 33KV | 400V | 3 | 2007 | ITB | 782601 | 991 | 45 | 781.7889 | 209.2111 | 209211.1111 |  | 35 | 49.55 | 49550 | 941.45 | 2.222% | 20.9211 | 230.1322 | 760.8678
10141103 | PMT | TRANSFORMADOR | PTS1023 | TRANSFORMADOR MARCA:EFACEC LICHINGA PTS1023 |  | LICHINGA | LICHINGA | Bairro Mideiros |  | S13 19.683 | E35 14.914 | 200 | 33KV | 400V | 3 | 2007 | EFACEC | F00732.10 | 991 | 45 | 781.7889 | 209.2111 | 209211.1111 |  | 35 | 49.55 | 49550 | 941.45 | 2.222% | 20.9211 | 230.1322 | 760.8678
10141103 | PMT | TRANSFORMADOR | PTS1036 | TRANSFORMADOR MARCA:TUSCO TRAFO LICHINGA PTS1036 |  | LICHINGA | LICHINGA | Vila de Chimbonila 1 |  | S13 19.851 | E35 17.306 | 100 | 33KV | 400V | 3 | 2007 | TUSCO TRAFO | 541435 | 763 | 45 | 601.9222 | 161.0778 | 161077.7778 |  | 35 | 38.15 | 38150 | 724.85 | 2.222% | 16.1078 | 177.1856 | 585.8144
10141103 | PMT | TRANSFORMADOR | PTS1037 | TRANSFORMADOR MARCA:TUSCO TRAFO LICHINGA PTS1037 |  | LICHINGA | LICHINGA | Vila de Chimbonila 2 |  | S13 20.253 | E35 17.307 | 100 | 33KV | 400V | 3 | 2007 | TUSCO TRAFO | 541438 | 763 | 45 | 601.9222 | 161.0778 | 161077.7778 |  | 35 | 38.15 | 38150 | 724.85 | 2.222% | 16.1078 | 177.1856 | 585.8144
10141103 | PMT | TRANSFORMADOR | PTS1038 | TRANSFORMADOR MARCA:TUSCO TRAFO LICHINGA PTS1038 |  | LICHINGA | LICHINGA | Vila de Chimbonila 3 |  | S13 20.786 | E35 17.308 | 100 | 33KV | 400V | 3 | 2007 | TUSCO TRAFO | 511437 | 763 | 45 | 601.9222 | 161.0778 | 161077.7778 |  | 35 | 38.15 | 38150 | 724.85 | 2.222% | 16.1078 | 177.1856 | 585.8144
10141103 | PMT | TRANSFORMADOR | PTS1053 | TRANSFORMADOR MARCA:MARSONS LICHINGA PTS1053 |  | LICHINGA | LICHINGA | Povoado Lumbe |  | S13 25.441 | E35 17.323 | 50 | 33KV | 400V | 3 | 2007 | MARSONS | 80872 | 643 | 45 | 507.2556 | 135.7444 | 135744.4444 |  | 35 | 32.15 | 32150 | 610.85 | 2.222% | 13.5744 | 149.3189 | 493.6811
10141103 | PMT | TRANSFORMADOR | PTS1054 | TRANSFORMADOR MARCA:MARSONS LICHINGA PTS1054 |  | LICHINGA | LICHINGA | Povoado Mussa |  | S13 27.552 | E35 17.324 | 50 | 33KV | 400V | 3 | 2007 | MARSONS | 80912 | 643 | 45 | 507.2556 | 135.7444 | 135744.4444 |  | 35 | 32.15 | 32150 | 610.85 | 2.222% | 13.5744 | 149.3189 | 493.6811
10141103 | PMT | TRANSFORMADOR | PTS1055 | TRANSFORMADOR MARCA:MARSONS LICHINGA PTS1055 |  | LICHINGA | LICHINGA | Povoado Lipichi |  | S13 32.523 | E35 17.325 | 50 | 33KV | 400V | 3 | 2007 | MARSONS | 80910 | 643 | 45 | 507.2556 | 135.7444 | 135744.4444 |  | 35 | 32.15 | 32150 | 610.85 | 2.222% | 13.5744 | 149.3189 | 493.6811
10141103 | PMT | TRANSFORMADOR | PTS1065 | TRANSFORMADOR MARCA:ITB LICHINGA PTS1065 |  | LICHINGA | LICHINGA | Bairro Muchenga |  | S13 17.402 | E35 17.335 | 160 | 11KV | 400V | 3 | 2007 | ITB | 6065 | 572 | 45 | 451.2444 | 120.7556 | 120755.5556 |  | 35 | 28.6 | 28600 | 543.4 | 2.222% | 12.0756 | 132.8311 | 439.1689
10141103 | PMT | TRANSFORMADOR | PTS1066 | TRANSFORMADOR MARCA:Trasf. De Moc LICHINGA PTS1066 |  | LICHINGA | LICHINGA | Bairro Namacula |  | S13 16.610 | E35 17.336 | 200 | 11KV | 400V | 3 | 2007 | Trasf. De Moc | 895587 | 572 | 45 | 451.2444 | 120.7556 | 120755.5556 |  | 35 | 28.6 | 28600 | 543.4 | 2.222% | 12.0756 | 132.8311 | 439.1689
10141103 | PMT | TRANSFORMADOR | PTS1068 | TRANSFORMADOR MARCA:Trasf. De Moc LICHINGA PTS1068 |  | LICHINGA | LICHINGA | Bairro Nzinge |  | S13 19.447 | E35 17.338 | 200 | 33KV | 400V | 3 | 2007 | Trasf. De Moc | 1307058 | 991 | 45 | 781.7889 | 209.2111 | 209211.1111 |  | 35 | 49.55 | 49550 | 941.45 | 2.222% | 20.9211 | 230.1322 | 760.8678
10141103 | PMT | TRANSFORMADOR | PTS1069 | TRANSFORMADOR MARCA:Trasf. De Moc LICHINGA PTS1069 |  | LICHINGA | LICHINGA | Bairro Chiuaula |  | S13 19.333 | E35 17.339 | 250 | 33KV | 400V | 3 | 2007 | Trasf. De Moc | 130704 | 991 | 45 | 781.7889 | 209.2111 | 209211.1111 |  | 35 | 49.55 | 49550 | 941.45 | 2.222% | 20.9211 | 230.1322 | 760.8678
10141103 | PMT | TRANSFORMADOR | PTS1077 | TRANSFORMADOR MARCA:Trasf. De Moc LICHINGA PTS1077 |  | LICHINGA | LICHINGA | Bairro Namacula |  | S13 16.800 | E35 17.347 | 160 | 33KV | 400V | 3 | 2007 | Trasf. De Moc | 979803 | 991 | 45 | 781.7889 | 209.2111 | 209211.1111 |  | 35 | 49.55 | 49550 | 941.45 | 2.222% | 20.9211 | 230.1322 | 760.8678
10141103 | PMT | TRANSFORMADOR | 43 | TRANSFORMADOR MARCA:TM NACALA 43 |  | NACALA | Nacala-Porto | PTS Nassige ( depois do Tiago Amorim ) |  | 14°41.659 | 40°38.190 | 50 | 33KV | 400V | 3 | 2007 | TM | 920852 | 643 | 45 | 507.2556 | 135.7444 | 135744.4444 |  | 35 | 32.15 | 32150 | 610.85 | 2.222% | 13.5744 | 149.3189 | 493.6811
10141103 | PMT | TRANSFORMADOR | 44 | TRANSFORMADOR MARCA:TM NACALA 44 |  | NACALA | Nacala-Porto | PTS Muriacone |  | 14°42.204 | 40°36.214 | 32 | 33KV | 400V | 3 | 2007 | TM | 920852 | 643 | 45 | 507.2556 | 135.7444 | 135744.4444 |  | 35 | 32.15 | 32150 | 610.85 | 2.222% | 13.5744 | 149.3189 | 493.6811
10141103 | PMT | TRANSFORMADOR | 45 | TRANSFORMADOR MARCA:DPM NACALA 45 |  | NACALA | Nacala-Porto | PTS Novo Shell ( Zona da Barragem ) |  | 14°42.115 | 40°33.645 | 32 | 33KV | 400V | 3 | 2007 | DPM | 10657401/07 | 643 | 45 | 507.2556 | 135.7444 | 135744.4444 |  | 35 | 32.15 | 32150 | 610.85 | 2.222% | 13.5744 | 149.3189 | 493.6811
10141103 | PMT | TRANSFORMADOR | 46 | TRANSFORMADOR MARCA:DPM NACALA 46 |  | NACALA | Nacala-Porto | PTS Bairro Namusso (Zona da Matola) |  | 14°34.662 | 40°39.667 | 100 | 33KV | 400V | 3 | 2007 | DPM | 298827 | 763 | 45 | 601.9222 | 161.0778 | 161077.7778 |  | 35 | 38.15 | 38150 | 724.85 | 2.222% | 16.1078 | 177.1856 | 585.8144
10141103 | PMT | TRANSFORMADOR | PTS 10 | TRANSFORMADOR MARCA:ABB Inhambane PTS 10 |  | Inhambane | Inhambane |  |  | 35,38717 | -23,88552 | 315 | 33 | 0.4 | 3Φ | 2007 | ABB | T-25554 | 1039 | 45 | 819.6556 | 219.3444 | 219344.4444 |  | 35 | 51.95 | 51950 | 987.05 | 2.222% | 21.9344 | 241.2789 | 797.7211
10141103 | PMT | TRANSFORMADOR | PTS 294 | TRANSFORMADOR MARCA:ABB PTS 294 PTS 294 |  | PTS 294 | BOANE |  |  | 32,40123 | -25,03034 | 100 | 33 | 0.4 | 3Φ | 2007 | ABB | T-27031 | 763 | 45 | 601.9222 | 161.0778 | 161077.7778 |  | 35 | 38.15 | 38150 | 724.85 | 2.222% | 16.1078 | 177.1856 | 585.8144
10141103 | PMT | TRANSFORMADOR | PTS 293 | TRANSFORMADOR MARCA:ABB PTS 293 PTS 293 |  | PTS 293 | BOANE |  |  | 32,39827 | -25,03105 | 100 | 33 | 0.4 | 3Φ | 2007 | ABB |  | 763 | 45 | 601.9222 | 161.0778 | 161077.7778 |  | 35 | 38.15 | 38150 | 724.85 | 2.222% | 16.1078 | 177.1856 | 585.8144
10141103 | PMT | TRANSFORMADOR | PTS 291 | TRANSFORMADOR MARCA:ABB PTS 291 PTS 291 |  | PTS 291 | BOANE |  |  | 32,39816 | -25,02998 | 100 | 33 | 0.4 | 3Φ | 2007 | ABB | T-27038 | 763 | 45 | 601.9222 | 161.0778 | 161077.7778 |  | 35 | 38.15 | 38150 | 724.85 | 2.222% | 16.1078 | 177.1856 | 585.8144
10141103 | PMT | TRANSFORMADOR | PT 158R | TRANSFORMADOR MARCA:PAUWELS PT 158R PT 158R |  | PT 158R | Mabukwane |  |  |  |  | 630 | 33 | 0.4 | 3Ø | 2007 | PAUWELS | 1111 0704509 | 1200 | 45 | 946.6667 | 253.3333 | 253333.3333 |  | 35 | 60 | 60000 | 1140 | 2.222% | 25.3333 | 278.6667 | 921.3333
10141103 | PMT | TRANSFORMADOR | PT 151R | TRANSFORMADOR MARCA:REVIVE PT 151R PT 151R |  | PT 151R | Mabukwane |  |  |  |  | 500 | 33 | 0.4 | 3Ø | 2007 | REVIVE | RET32302 | 1200 | 45 | 946.6667 | 253.3333 | 253333.3333 |  | 35 | 60 | 60000 | 1140 | 2.222% | 25.3333 | 278.6667 | 921.3333
10141103 | PMT | TRANSFORMADOR | PT 270R | TRANSFORMADOR MARCA:ABB PT 270R PT 270R |  | PT 270R | Mabukwane |  |  |  |  | 315 | 33 | 0.4 | 3Ø | 2007 | ABB | T25372 | 1039 | 45 | 819.6556 | 219.3444 | 219344.4444 |  | 35 | 51.95 | 51950 | 987.05 | 2.222% | 21.9344 | 241.2789 | 797.7211
10141103 | PMT | TRANSFORMADOR | PT 229 | TRANSFORMADOR MARCA:ABB PT 229 PT 229 |  | PT 229 | Mahotas |  |  |  |  | 315 | 11 | 0.4 | 3Ø | 2007 | ABB | T-25359 | 840 | 45 | 662.6667 | 177.3333 | 177333.3333 |  | 35 | 42 | 42000 | 798 | 2.222% | 17.7333 | 195.0667 | 644.9333
10141103 | PMT | TRANSFORMADOR | PT 226 | TRANSFORMADOR MARCA:ABB PT 226 PT 226 |  | PT 226 | Mahotas |  |  |  |  | 315 | 11 | 0.4 | 3Ø | 2007 | ABB | T25364 | 840 | 45 | 662.6667 | 177.3333 | 177333.3333 |  | 35 | 42 | 42000 | 798 | 2.222% | 17.7333 | 195.0667 | 644.9333
10141103 | PMT | TRANSFORMADOR | PT 227 | TRANSFORMADOR MARCA:PAUWELS PT 227 PT 227 |  | PT 227 | Mahotas |  |  |  |  | 630 | 11 | 0.4 | 3Ø | 2007 | PAUWELS | 11110704499 | 1016 | 45 | 801.5111 | 214.4889 | 214488.8889 |  | 35 | 50.8 | 50800 | 965.2 | 2.222% | 21.4489 | 235.9378 | 780.0622
10141103 | PMT | TRANSFORMADOR | PT 444 | TRANSFORMADOR MARCA:ENERGY TRANSFOR PT 444 PT 444 |  | PT 444 | Mahotas |  |  | 32.665034 | -25.890745 | 315 | 11 | 0.4 | 3Ø | 2007 | ENERGY TRANSFOR | 015-1:4 | 840 | 45 | 662.6667 | 177.3333 | 177333.3333 |  | 35 | 42 | 42000 | 798 | 2.222% | 17.7333 | 195.0667 | 644.9333
10141103 | PMT | TRANSFORMADOR | PT 102R | TRANSFORMADOR MARCA:ABB PT 102R PT 102R |  | PT 102R | MAPUTO |  |  | 32.663089 | -25.682543 | 315 | 33 | 0.4 | 3Ø | 2007 | ABB | T-25376 | 1039 | 45 | 819.6556 | 219.3444 | 219344.4444 |  | 35 | 51.95 | 51950 | 987.05 | 2.222% | 21.9344 | 241.2789 | 797.7211
10141103 | PMT | TRANSFORMADOR | PT 63R | TRANSFORMADOR MARCA:ALSTOM PT 63R PT 63R |  | PT 63R | Zimpeto |  |  | 32.574169 | -25.851017 | 500 | 33 | 0.4 | 3Ø | 2007 | ALSTOM | 03150/01/010 | 1200 | 45 | 946.6667 | 253.3333 | 253333.3333 |  | 35 | 60 | 60000 | 1140 | 2.222% | 25.3333 | 278.6667 | 921.3333
10141103 | PMT | TRANSFORMADOR | PTS 225 | TRANSFORMADOR MARCA:ACTOM PTS 225 PTS 225 |  | PTS 225 | Khongolote |  |  | 32.556769 | -25.839283 | 500 | 33 | 0.4 | 3Ø | 2007 | ACTOM | Not visible | 1200 | 45 | 946.6667 | 253.3333 | 253333.3333 |  | 35 | 60 | 60000 | 1140 | 2.222% | 25.3333 | 278.6667 | 921.3333
10141103 | AT | TRANSFORMADOR AUXILIAR | AT 1 | TRANSFORMADOR AUXILIAR MARCA:ABB GURUE AT 1 |  | GURUE | MARROMEU |  |  | 18°17'40.481" | 35°56'53.190" | 400KVA | 33KV | 400V | 3 | 2007 | ABB |  | 1200 | 45 | 946.6667 | 253.3333 | 253333.3333 |  | 35 | 60 | 60000 | 1140 | 2.222% | 25.3333 | 278.6667 | 921.3333
10141149 | CAP | CAPACITOR | Chicumbane | CAPACITOR MARCA:Power Systems Chicumbane Chicumbane |  | Chicumbane | Chicumbane |  |  |  |  | 8000 | 33 |  | 3Ø | 2008 | Power Systems |  | 780 | 45 | 631.8 | 148.2 | 148200 |  | 36 | 39 | 39000 | 741 | 2.222% | 16.4667 | 164.6667 | 615.3333
10141107 | AUX GEN | CONTACTOR |  | CONTACTOR MARCA:CUMMINS GURUE |  | GURUE | GURUE |  |  | 15°29'29.051" | 36°59'39.600" | 25KVA |  | 400V | 3 | 2008 | CUMMINS |  | 505 | 45 | 409.05 | 95.95 | 95950 |  | 36 | 25.25 | 25250 | 479.75 | 2.222% | 10.6611 | 106.6111 | 398.3889
10141107 | AUX GEN | CONTACTOR |  | CONTACTOR MARCA:CUMMINS GURUE |  | GURUE | GURUE |  |  | 15°29'29.051" | 36°59'39.600" | 25KVA |  | 400V | 3 | 2008 | CUMMINS |  | 505 | 45 | 409.05 | 95.95 | 95950 |  | 36 | 25.25 | 25250 | 479.75 | 2.222% | 10.6611 | 106.6111 | 398.3889
10141103 | MS | MINISUBESTAÇÃO | PT246 | MINISUBESTAÇÃO MARCA:EFACEC PT246 PT246 | Rua de Ofir - Macúti Miquejo | PT246 | BEIRA | SOFALA |  | S 19°50'42.65" | E 034°53'13.26" | 315 | 6.6 | 0.4 | 3 | 2008 | EFACEC | 32233721 | 1213 | 45 | 982.53 | 230.47 | 230470 |  | 36 | 60.65 | 60650 | 1152.35 | 2.222% | 25.6078 | 256.0778 | 956.9222
10141103 | MS | MINISUBESTAÇÃO | PT 185 | MINISUBESTAÇÃO MARCA:EFACEC PT 185 PT 185 |  | PT 185 | Maputo City |  | Emilia Dause |  |  | 500 | 11 | 0.4 | 3Ø | 2008 | EFACEC |  | 2426 | 45 | 1965.06 | 460.94 | 460940 |  | 36 | 121.3 | 121300 | 2304.7 | 2.222% | 51.2156 | 512.1556 | 1913.8444
10141103 | MS | MINISUBESTAÇÃO | PT 294 | MINISUBESTAÇÃO MARCA:EFACEC PT 294 PT 294 |  | PT 294 | Maputo City |  | AS. Toure |  |  | 315 | 11 | 0.4 | 3Ø | 2008 | EFACEC | K003592.02 | 1213 | 45 | 982.53 | 230.47 | 230470 |  | 36 | 60.65 | 60650 | 1152.35 | 2.222% | 25.6078 | 256.0778 | 956.9222
10141103 | MS | MINISUBESTAÇÃO | PT 74 | MINISUBESTAÇÃO MARCA:Desta Power Matla PT 74 PT 74 |  | PT 74 | Maxaquene |  |  |  |  | 630 | 11 | 0.4 | 3Ø | 2008 | Desta Power Matla |  | 2772 | 45 | 2245.32 | 526.68 | 526680 |  | 36 | 138.6 | 138600 | 2633.4 | 2.222% | 58.52 | 585.2 | 2186.8
10141103 | MS | MINISUBESTAÇÃO | PT 260 | MINISUBESTAÇÃO MARCA:Alsthom PT 260 PT 260 |  | PT 260 | Maxaquene |  |  |  |  | 500 | 11 | 0.4 | 3Ø | 2008 | Alsthom |  | 2426 | 45 | 1965.06 | 460.94 | 460940 |  | 36 | 121.3 | 121300 | 2304.7 | 2.222% | 51.2156 | 512.1556 | 1913.8444
10141103 | MS | MINISUBESTAÇÃO | PT 133 | MINISUBESTAÇÃO MARCA: PT 133 PT 133 |  | PT 133 | Maxaquene |  |  |  |  | 500 | 11 | 0.4 | 3Ø | 2008 |  |  | 2426 | 45 | 1965.06 | 460.94 | 460940 |  | 36 | 121.3 | 121300 | 2304.7 | 2.222% | 51.2156 | 512.1556 | 1913.8444
10141103 | MS | MINISUBESTAÇÃO | PT 267 | MINISUBESTAÇÃO MARCA:DPM PT 267 PT 267 |  | PT 267 | Maxaquene |  |  |  |  | 315 | 11 | 0.4 | 3Ø | 2008 | DPM | 20652205/02 | 1213 | 45 | 982.53 | 230.47 | 230470 |  | 36 | 60.65 | 60650 | 1152.35 | 2.222% | 25.6078 | 256.0778 | 956.9222
10141103 | MS | MINISUBESTAÇÃO | PT 271 | MINISUBESTAÇÃO MARCA:DPM PT 271 PT 271 |  | PT 271 | Maxaquene |  |  |  |  | 630 | 11 | 0.4 | 3Ø | 2008 | DPM |  | 2772 | 45 | 2245.32 | 526.68 | 526680 |  | 36 | 138.6 | 138600 | 2633.4 | 2.222% | 58.52 | 585.2 | 2186.8
10141103 | MS | MINISUBESTAÇÃO | PT 101 | MINISUBESTAÇÃO MARCA:EFACEC PT 101 PT 101 |  | PT 101 | Mabukwane |  |  |  |  | 630 | 11 | 0.4 | 3Ø | 2008 | EFACEC | No data | 2772 | 45 | 2245.32 | 526.68 | 526680 |  | 36 | 138.6 | 138600 | 2633.4 | 2.222% | 58.52 | 585.2 | 2186.8
10141103 | MS | MINISUBESTAÇÃO | PT 275 | MINISUBESTAÇÃO MARCA:DPM PT 275 PT 275 |  | PT 275 | Mabukwane |  |  |  |  | 500 | 11 | 0.4 | 3Ø | 2008 | DPM | 30682107/01 | 2426 | 45 | 1965.06 | 460.94 | 460940 |  | 36 | 121.3 | 121300 | 2304.7 | 2.222% | 51.2156 | 512.1556 | 1913.8444
10141103 | MS | MINISUBESTAÇÃO | PT 274 | MINISUBESTAÇÃO MARCA:DPM PT 274 PT 274 |  | PT 274 | Mabukwane |  |  |  |  | 500 | 11 | 0.4 | 3Ø | 2008 | DPM | 30682103/01 | 2426 | 45 | 1965.06 | 460.94 | 460940 |  | 36 | 121.3 | 121300 | 2304.7 | 2.222% | 51.2156 | 512.1556 | 1913.8444
10141103 | MS | MINISUBESTAÇÃO | PT 286 | MINISUBESTAÇÃO MARCA:Desta Power PT 286 |  |  | Maputo |  |  | 32,5916525 | -25,9664078 | 630 | 11 | 0,4 | 3Φ | 2008 | Desta Power | 30696303/01 | 2772 | 45 | 2245.32 | 526.68 | 526680 |  | 36 | 138.6 | 138600 | 2633.4 | 2.222% | 58.52 | 585.2 | 2186.8
10141103 | MS | MINISUBESTAÇÃO | PT 154 | MINISUBESTAÇÃO MARCA: PT 154 |  |  | Maputo |  |  | 32,5891008 | -25,9665812 | 500 | 11 | 0,4 | 3Φ | 2008 |  |  | 2426 | 45 | 1965.06 | 460.94 | 460940 |  | 36 | 121.3 | 121300 | 2304.7 | 2.222% | 51.2156 | 512.1556 | 1913.8444
10141103 | MS | MINISUBESTAÇÃO | PT 51 | MINISUBESTAÇÃO MARCA:Desta Power Malta PT 51 |  |  | Maputo |  |  | 32,6030107 | -25,9573182 | 315 | 11 | 0,4 | 3Φ | 2008 | Desta Power Malta | 20652203/02 | 1213 | 45 | 982.53 | 230.47 | 230470 |  | 36 | 60.65 | 60650 | 1152.35 | 2.222% | 25.6078 | 256.0778 | 956.9222
10141103 | MS | MINISUBESTAÇÃO | PTS 57 | MINISUBESTAÇÃO MARCA:Efacec PTS 57 |  |  | Maputo |  |  | 32,5875863 | -25,9732457 | 630 | 11 | 0,4 | 3Φ | 2008 | Efacec | K003594.01 | 2772 | 45 | 2245.32 | 526.68 | 526680 |  | 36 | 138.6 | 138600 | 2633.4 | 2.222% | 58.52 | 585.2 | 2186.8
10141103 | MS | MINISUBESTAÇÃO | PTS 217 | MINISUBESTAÇÃO MARCA:Efacec PTS 217 |  |  | Maputo |  |  | 32,5900537 | -25,9756711 | 500 | 11 | 0,4 | 3Φ | 2008 | Efacec | K003593.04 | 2426 | 45 | 1965.06 | 460.94 | 460940 |  | 36 | 121.3 | 121300 | 2304.7 | 2.222% | 51.2156 | 512.1556 | 1913.8444
10141103 | MS | MINISUBESTAÇÃO | PTS 160 | MINISUBESTAÇÃO MARCA:Efacec PTS 160 |  |  | Maputo |  |  | 32,5197394 | -25,9744455 | 500 | 11 | 0,4 | 3Φ | 2008 | Efacec | 2977 | 2426 | 45 | 1965.06 | 460.94 | 460940 |  | 36 | 121.3 | 121300 | 2304.7 | 2.222% | 51.2156 | 512.1556 | 1913.8444
10141103 | MS | MINISUBESTAÇÃO | PT 25 | MINISUBESTAÇÃO MARCA: PT 25 |  |  | Maputo |  |  | 32,5926555 | -25,9767254 | 500 | 11 | 0,4 | 3Φ | 2008 |  |  | 2426 | 45 | 1965.06 | 460.94 | 460940 |  | 36 | 121.3 | 121300 | 2304.7 | 2.222% | 51.2156 | 512.1556 | 1913.8444
10141103 | MS | MINISUBESTAÇÃO | PTS 74 | MINISUBESTAÇÃO MARCA: PTS 74 |  |  | Maputo |  |  | 32,5927027 | -25,9767364 | 500 | 11 | 0,4 | 3Φ | 2008 |  |  | 2426 | 45 | 1965.06 | 460.94 | 460940 |  | 36 | 121.3 | 121300 | 2304.7 | 2.222% | 51.2156 | 512.1556 | 1913.8444
10141103 | MS | MINISUBESTAÇÃO | PTS 216 | MINISUBESTAÇÃO MARCA: PTS 216 |  |  | Maputo |  |  | 32,5936646 | -25,9791249 | 500 | 11 | 0,4 | 3Φ | 2008 |  |  | 2426 | 45 | 1965.06 | 460.94 | 460940 |  | 36 | 121.3 | 121300 | 2304.7 | 2.222% | 51.2156 | 512.1556 | 1913.8444
10141103 | MS | MINISUBESTAÇÃO | PT 24 | MINISUBESTAÇÃO MARCA: PT 24 |  |  | Maputo |  |  | 32,5925506 | -25,9807807 | 500 | 11 | 0,4 | 3Φ | 2008 |  |  | 2426 | 45 | 1965.06 | 460.94 | 460940 |  | 36 | 121.3 | 121300 | 2304.7 | 2.222% | 51.2156 | 512.1556 | 1913.8444
10141103 | MS | MINISUBESTAÇÃO | PT 127 | MINISUBESTAÇÃO MARCA: PT 127 |  |  | Maputo |  |  | 32,5905721 | -25,9776267 | 500 | 11 | 0,4 | 3Φ | 2008 |  |  | 2426 | 45 | 1965.06 | 460.94 | 460940 |  | 36 | 121.3 | 121300 | 2304.7 | 2.222% | 51.2156 | 512.1556 | 1913.8444
10141103 | MS | MINISUBESTAÇÃO | PT 155 | MINISUBESTAÇÃO MARCA: PT 155 |  |  | Maputo |  |  | 32,5866048 | -25,9773032 | 500 | 11 | 0,4 | 3Φ | 2008 |  |  | 2426 | 45 | 1965.06 | 460.94 | 460940 |  | 36 | 121.3 | 121300 | 2304.7 | 2.222% | 51.2156 | 512.1556 | 1913.8444
10141103 | MS | MINISUBESTAÇÃO | PTS 57 | MINISUBESTAÇÃO MARCA:Efacec PTS 57 |  |  | Maputo |  |  | 32,5875863 | -25,9732457 | 630 | 11 | 0,4 | 3Φ | 2008 | Efacec | K003594.01 | 2772 | 45 | 2245.32 | 526.68 | 526680 |  | 36 | 138.6 | 138600 | 2633.4 | 2.222% | 58.52 | 585.2 | 2186.8
10141103 | MS | MINISUBESTAÇÃO | PTS 217 | MINISUBESTAÇÃO MARCA:Efacec PTS 217 |  |  | Maputo |  |  | 32,5900537 | -25,9756711 | 500 | 11 | 0,4 | 3Φ | 2008 | Efacec | K003593.04 | 2426 | 45 | 1965.06 | 460.94 | 460940 |  | 36 | 121.3 | 121300 | 2304.7 | 2.222% | 51.2156 | 512.1556 | 1913.8444
10141103 | MS | MINISUBESTAÇÃO | PTS 160 | MINISUBESTAÇÃO MARCA:Efacec PTS 160 |  |  | Maputo |  |  | 32,5197394 | -25,9744455 | 500 | 11 | 0,4 | 3Φ | 2008 | Efacec | 2977 | 2426 | 45 | 1965.06 | 460.94 | 460940 |  | 36 | 121.3 | 121300 | 2304.7 | 2.222% | 51.2156 | 512.1556 | 1913.8444
10141103 | MS | MINISUBESTAÇÃO | PT 25 | MINISUBESTAÇÃO MARCA: PT 25 |  |  | Maputo |  |  | 32,5926555 | -25,9767254 | 500 | 11 | 0,4 | 3Φ | 2008 |  |  | 2426 | 45 | 1965.06 | 460.94 | 460940 |  | 36 | 121.3 | 121300 | 2304.7 | 2.222% | 51.2156 | 512.1556 | 1913.8444
10141103 | MS | MINISUBESTAÇÃO | PTS 74 | MINISUBESTAÇÃO MARCA: PTS 74 |  |  | Maputo |  |  | 32,5927027 | -25,9767364 | 500 | 11 | 0,4 | 3Φ | 2008 |  |  | 2426 | 45 | 1965.06 | 460.94 | 460940 |  | 36 | 121.3 | 121300 | 2304.7 | 2.222% | 51.2156 | 512.1556 | 1913.8444
10141103 | MS | MINISUBESTAÇÃO | PTS 216 | MINISUBESTAÇÃO MARCA: PTS 216 |  |  | Maputo |  |  | 32,5936646 | -25,9791249 | 500 | 11 | 0,4 | 3Φ | 2008 |  |  | 2426 | 45 | 1965.06 | 460.94 | 460940 |  | 36 | 121.3 | 121300 | 2304.7 | 2.222% | 51.2156 | 512.1556 | 1913.8444
10141103 | MS | MINISUBESTAÇÃO | PT 24 | MINISUBESTAÇÃO MARCA: PT 24 |  |  | Maputo |  |  | 32,5925506 | -25,9807807 | 500 | 11 | 0,4 | 3Φ | 2008 |  |  | 2426 | 45 | 1965.06 | 460.94 | 460940 |  | 36 | 121.3 | 121300 | 2304.7 | 2.222% | 51.2156 | 512.1556 | 1913.8444
10141103 | MS | MINISUBESTAÇÃO | PTS 103 | MINISUBESTAÇÃO MARCA:Konkar PTS 103 |  |  | Maputo |  |  | 32,5876727 | -25,9801477 | 800 | 11 | 0,4 | 3Φ | 2008 | Konkar | SS4270101 | 3119 | 45 | 2526.39 | 592.61 | 592610 |  | 36 | 155.95 | 155950 | 2963.05 | 2.222% | 65.8456 | 658.4556 | 2460.5444
10141103 | MS | MINISUBESTAÇÃO | PT 286 | MINISUBESTAÇÃO MARCA:Desta Power PT 286 |  |  | Maputo |  |  | 32,5916525 | -25,9664078 | 630 | 11 | 0,4 | 3Φ | 2008 | Desta Power | 30696303/01 | 2772 | 45 | 2245.32 | 526.68 | 526680 |  | 36 | 138.6 | 138600 | 2633.4 | 2.222% | 58.52 | 585.2 | 2186.8
10141103 | MS | MINISUBESTAÇÃO | PT 154 | MINISUBESTAÇÃO MARCA: PT 154 |  |  | Maputo |  |  | 32,5891008 | -25,9665812 | 500 | 11 | 0,4 | 3Φ | 2008 |  |  | 2426 | 45 | 1965.06 | 460.94 | 460940 |  | 36 | 121.3 | 121300 | 2304.7 | 2.222% | 51.2156 | 512.1556 | 1913.8444
10141103 | MS | MINISUBESTAÇÃO | PT | MINISUBESTAÇÃO MARCA: PT |  |  | Maputo |  |  | 32,5758681 | -25,9499378 | 500 | 11 | 0,4 | 3Φ | 2008 |  |  | 2426 | 45 | 1965.06 | 460.94 | 460940 |  | 36 | 121.3 | 121300 | 2304.7 | 2.222% | 51.2156 | 512.1556 | 1913.8444
10141103 | GMT | TRANSFORMADOR |  | TRANSFORMADOR MARCA:EMTA TETE-SUB | TETE | TETE-SUB | TETE | AV.25JUNH |  | 561570.700 | 8214263.815 | 315 | 11 | 0.4 | 3 | 2008 | EMTA | 82988 | 840 | 45 | 680.4 | 159.6 | 159600 |  | 36 | 42 | 42000 | 798 | 2.222% | 17.7333 | 177.3333 | 662.6667
10141103 | GMT | TRANSFORMADOR |  | TRANSFORMADOR MARCA:OZGUNEY TETE-SUB | TETE | TETE-SUB | TETE | AV.INDEPEN |  | 563218.055 | 8212956.463 | 500 | 11 | 0.4 | 3 | 2008 | OZGUNEY | 82938 | 1016 | 45 | 822.96 | 193.04 | 193040 |  | 36 | 50.8 | 50800 | 965.2 | 2.222% | 21.4489 | 214.4889 | 801.5111
10141103 | GMT | TRANSFORMADOR |  | TRANSFORMADOR MARCA:OZGUNEY TETE-SUB | TETE | TETE-SUB | TETE | AV.25JUNH |  | 561213.028 | 8214711.833 | 250 | 11 | 0.4 | 3 | 2008 | OZGUNEY | 82964 | 840 | 45 | 680.4 | 159.6 | 159600 |  | 36 | 42 | 42000 | 798 | 2.222% | 17.7333 | 177.3333 | 662.6667
10141103 | GMT | TRANSFORMADOR |  | TRANSFORMADOR MARCA:OZGUNEY TETE-SUB | TETE | TETE-SUB | TETE | AV.INDEPEN |  | 562619.115 | 8213547.237 | 500 | 11 | 0.4 | 3 | 2008 | OZGUNEY | 82982 | 1016 | 45 | 822.96 | 193.04 | 193040 |  | 36 | 50.8 | 50800 | 965.2 | 2.222% | 21.4489 | 214.4889 | 801.5111
10141103 | GMT | TRANSFORMADOR |  | TRANSFORMADOR MARCA:OZGUNEY TETE-SUB | TETE | TETE-SUB | TETE | AV.INDEPEN |  | 562911.474 | 823268.742 | 500 | 11 | 0.4 | 3 | 2008 | OZGUNEY | 82931 | 1016 | 45 | 822.96 | 193.04 | 193040 |  | 36 | 50.8 | 50800 | 965.2 | 2.222% | 21.4489 | 214.4889 | 801.5111
10141103 | GMT | TRANSFORMADOR |  | TRANSFORMADOR MARCA:OZGUNEY TETE-SUB | TETE | TETE-SUB | TETE | AV.LIBERD |  | 562913.517 | 8213759.123 | 250 | 11 | 0.4 | 3 | 2008 | OZGUNEY | 82971 | 840 | 45 | 680.4 | 159.6 | 159600 |  | 36 | 42 | 42000 | 798 | 2.222% | 17.7333 | 177.3333 | 662.6667
10141103 | GMT | TRANSFORMADOR |  | TRANSFORMADOR MARCA:OZGUNEY TETE-SUB | TETE | TETE-SUB | TETE | RESIT DELEG EDM TET |  | 563035.680 | 8212588.283 | 500 | 11 | 0.4 | 3 | 2008 | OZGUNEY | 82930 | 1016 | 45 | 822.96 | 193.04 | 193040 |  | 36 | 50.8 | 50800 | 965.2 | 2.222% | 21.4489 | 214.4889 | 801.5111
10141103 | GMT | TRANSFORMADOR |  | TRANSFORMADOR MARCA:OZGUNEY TETE-SUB | TETE | TETE-SUB | TETE | AV.E.MOND |  | 563460.828 | 8212801.225 | 315 | 11 | 0.4 | 3 | 2008 | OZGUNEY | 8100160 | 840 | 45 | 680.4 | 159.6 | 159600 |  | 36 | 42 | 42000 | 798 | 2.222% | 17.7333 | 177.3333 | 662.6667
10141103 | GMT | TRANSFORMADOR |  | TRANSFORMADOR MARCA:OZGUNEY TETE-SUB | TETE | TETE-SUB | TETE | AV.LIBERD |  | 563853.976 | 8212115.889 | 315 | 11 | 0.4 | 3 | 2008 | OZGUNEY | 82957 | 840 | 45 | 680.4 | 159.6 | 159600 |  | 36 | 42 | 42000 | 798 | 2.222% | 17.7333 | 177.3333 | 662.6667
10141103 | GMT | TRANSFORMADOR |  | TRANSFORMADOR MARCA:EFACEC TETE-SUB | TETE | TETE-SUB | TETE | RUA C.SAUDE N3 |  | 563247.649 | 8212242.976 | 500 | 11 | 0.4 | 3 | 2008 | EFACEC | 82934 | 1016 | 45 | 822.96 | 193.04 | 193040 |  | 36 | 50.8 | 50800 | 965.2 | 2.222% | 21.4489 | 214.4889 | 801.5111
10141103 | GMT | TRANSFORMADOR |  | TRANSFORMADOR MARCA:OZGUNEY TETE-SUB | TETE | TETE-SUB | TETE | FAB UNIVENDAS |  | 561150.975 | 8215082.588 | 315 | 11 | 0.4 | 3 | 2008 | OZGUNEY | 82970 | 840 | 45 | 680.4 | 159.6 | 159600 |  | 36 | 42 | 42000 | 798 | 2.222% | 17.7333 | 177.3333 | 662.6667
10141103 | GMT | TRANSFORMADOR |  | TRANSFORMADOR MARCA:OZGUNEY TETE-SUB | TETE | TETE-SUB | TETE | AV LIBERD |  | 561858.546 | 8214654.166 | 315 | 11 | 0.4 | 3 | 2008 | OZGUNEY |  | 840 | 45 | 680.4 | 159.6 | 159600 |  | 36 | 42 | 42000 | 798 | 2.222% | 17.7333 | 177.3333 | 662.6667
10141103 | GMT | TRANSFORMADOR |  | TRANSFORMADOR MARCA:OZGUNEY TETE-SUB | TETE | TETE-SUB | TETE | PISCINA |  | 563217.506 | 8213509.906 | 250 | 11 | 0.4 | 3 | 2008 | OZGUNEY | 82978 | 840 | 45 | 680.4 | 159.6 | 159600 |  | 36 | 42 | 42000 | 798 | 2.222% | 17.7333 | 177.3333 | 662.6667
10141103 | GMT | TRANSFORMADOR |  | TRANSFORMADOR MARCA:OZGUNEY TETE-SUB | TETE | TETE-SUB | TETE | EX-GPZ |  | 561503.566 | 8214918.105 | 315 | 11 | 0.4 | 3 | 2008 | OZGUNEY | 82949 | 840 | 45 | 680.4 | 159.6 | 159600 |  | 36 | 42 | 42000 | 798 | 2.222% | 17.7333 | 177.3333 | 662.6667
10141103 | GMT | TRANSFORMADOR |  | TRANSFORMADOR MARCA: TETE-SUB | TETE | TETE-SUB | TETE | SINTRAPEL |  | 564073.927 | 8212131.283 | 315 | 11 | 0.4 | 3 | 2008 |  |  | 840 | 45 | 680.4 | 159.6 | 159600 |  | 36 | 42 | 42000 | 798 | 2.222% | 17.7333 | 177.3333 | 662.6667
10141103 | GMT | TRANSFORMADOR |  | TRANSFORMADOR MARCA:TSA TETE-SUB | TETE | TETE-SUB | TETE | NHARTANDA |  | 562336.896 | 8212539.277 | 250 | 33 | 0.4 | 3 | 2008 | TSA | 58305A3 | 991 | 45 | 802.71 | 188.29 | 188290 |  | 36 | 49.55 | 49550 | 941.45 | 2.222% | 20.9211 | 209.2111 | 781.7889
10141103 | GMT | TRANSFORMADOR |  | TRANSFORMADOR MARCA:OZGUNEY TETE-SUB | TETE | TETE-SUB | TETE | BEGA |  | 562512.273 | 8213384.152 | 500 | 11 | 0.4 | 3 | 2008 | OZGUNEY | 82932 | 1016 | 45 | 822.96 | 193.04 | 193040 |  | 36 | 50.8 | 50800 | 965.2 | 2.222% | 21.4489 | 214.4889 | 801.5111
10141103 | GMT | TRANSFORMADOR |  | TRANSFORMADOR MARCA:OZGUNEY TETE-SUB | TETE | TETE-SUB | TETE | CERAMICA |  | 561503.566 | 8214318.108 | 315 | 11 | 0.4 | 3 | 2008 | OZGUNEY | 82940 | 840 | 45 | 680.4 | 159.6 | 159600 |  | 36 | 42 | 42000 | 798 | 2.222% | 17.7333 | 177.3333 | 662.6667
10141103 | GMT | TRANSFORMADOR |  | TRANSFORMADOR MARCA:EFACEC MATAMBO-SUB | TETE | MATAMBO-SUB | TETE | MUFA |  | 548613.366 | 8222237.8 | 100 | 33 | 0.4 | 3 | 2008 | EFACEC | 700170/4 | 763 | 45 | 618.03 | 144.97 | 144970 |  | 36 | 38.15 | 38150 | 724.85 | 2.222% | 16.1078 | 161.0778 | 601.9222
10141103 | GMT | TRANSFORMADOR |  | TRANSFORMADOR MARCA:EMTA SE MOVEL | TETE | SE MOVEL | TETE | 3 ESQUADRA |  | 563541.539 | 8214465.853 | 250 | 33 | 0.4 | 3 | 2008 | EMTA | N/A | 991 | 45 | 802.71 | 188.29 | 188290 |  | 36 | 49.55 | 49550 | 941.45 | 2.222% | 20.9211 | 209.2111 | 781.7889
10141103 | GMT | TRANSFORMADOR |  | TRANSFORMADOR MARCA:DPM SE-MOVEL | TETE | SE-MOVEL | TETE | FIFA |  | 567533.738 | 8216555.692 | 250 | 33 | 0.4 | 3 | 2008 | DPM | DT532/1 | 991 | 45 | 802.71 | 188.29 | 188290 |  | 36 | 49.55 | 49550 | 941.45 | 2.222% | 20.9211 | 209.2111 | 781.7889
10141103 | GMT | TRANSFORMADOR |  | TRANSFORMADOR MARCA:OZGUNEY SE-MOVEL | TETE | SE-MOVEL | TETE | MAT-CAMBIN |  | 564685.745 | 8215877.158 | 315 | 33 | 0.4 | 3 | 2008 | OZGUNEY | 920915 | 1039 | 45 | 841.59 | 197.41 | 197410 |  | 36 | 51.95 | 51950 | 987.05 | 2.222% | 21.9344 | 219.3444 | 819.6556
10141103 | GMT | TRANSFORMADOR |  | TRANSFORMADOR MARCA:TM SE-TETE | TETE | SE-TETE | TETE | F.MANYANGA |  | 562408.195 | 8212875.476 | 315 | 11 | 0.4 | 3 | 2008 | TM | 82954 | 840 | 45 | 680.4 | 159.6 | 159600 |  | 36 | 42 | 42000 | 798 | 2.222% | 17.7333 | 177.3333 | 662.6667
10141103 | GMT | TRANSFORMADOR |  | TRANSFORMADOR MARCA:OZGUNEY SE-TETE | TETE | SE-TETE | TETE | FAL.GREGORIO/SMT-1 |  | 562791.480 | 8212356.122 | 250 | 33 | 0.4 | 3 | 2008 | OZGUNEY | 82964 | 991 | 45 | 802.71 | 188.29 | 188290 |  | 36 | 49.55 | 49550 | 941.45 | 2.222% | 20.9211 | 209.2111 | 781.7889
10141103 | GMT | TRANSFORMADOR | PTS3 | TRANSFORMADOR MARCA: PTS3 |  |  | NAMPULA | PRAÇA DO DESTACAMENTO FEMENINO - GOVERNO |  | 15°6'54.439" | 39°15'46.988" | 500 | 11 | 400V | 3 | 2008 |  |  | 1016 | 45 | 822.96 | 193.04 | 193040 |  | 36 | 50.8 | 50800 | 965.2 | 2.222% | 21.4489 | 214.4889 | 801.5111
10141103 | GMT | TRANSFORMADOR | PTS7 | TRANSFORMADOR MARCA: PTS7 |  |  | NAMPULA | BAIRRO DE NAPIPINE- MERCADO GULAMO |  | 15°6'7.443" | 39°15'16.142" | 250 | 33 | 400V | 3 | 2008 |  |  | 991 | 45 | 802.71 | 188.29 | 188290 |  | 36 | 49.55 | 49550 | 941.45 | 2.222% | 20.9211 | 209.2111 | 781.7889
10141103 | GMT | TRANSFORMADOR | 104 | TRANSFORMADOR MARCA: 104 |  |  | Nampula | VILA DE ANCHILO- FEIRA - MICHNOEK |  | 15°5'41.965" | 39°26'12.752" | 200 | 11 | 400V | 3 | 2008 |  |  | 572 | 45 | 463.32 | 108.68 | 108680 |  | 36 | 28.6 | 28600 | 543.4 | 2.222% | 12.0756 | 120.7556 | 451.2444
10141103 | GMT | TRANSFORMADOR | 118 | TRANSFORMADOR MARCA: 118 |  |  | Murrupula | MURRUPULA-VILA, NO CONTROL |  | 15°06.231 | 39°15.239 | 250 | 33 | 400V | 3 | 2008 |  |  | 991 | 45 | 802.71 | 188.29 | 188290 |  | 36 | 49.55 | 49550 | 941.45 | 2.222% | 20.9211 | 209.2111 | 781.7889
10141103 | GMT | TRANSFORMADOR | 120 | TRANSFORMADOR MARCA: 120 |  |  | Nampula | BAIRRO DE MUHALA EXPANSÃO- LARINAS MELHORADAS |  | 15°7'38.703" | 39°16'42.629" | 250 | 11 | 400V | 3 | 2008 |  |  | 840 | 45 | 680.4 | 159.6 | 159600 |  | 36 | 42 | 42000 | 798 | 2.222% | 17.7333 | 177.3333 | 662.6667
10141103 | GMT | TRANSFORMADOR | 131 | TRANSFORMADOR MARCA: 131 |  |  | Rapale | MUTIVAZE |  | 15°0'0.765" | 39°57'19.668" | 160 | 33 | 400V | 3 | 2008 |  |  | 991 | 45 | 802.71 | 188.29 | 188290 |  | 36 | 49.55 | 49550 | 941.45 | 2.222% | 20.9211 | 209.2111 | 781.7889
10141103 | GMT | TRANSFORMADOR | 162 | TRANSFORMADOR MARCA: 162 |  |  | Nametil | Nametil–sede |  | 15⁰41.717’ | 039⁰20.439’ | 160 | 33 | 400V | 3 | 2008 |  |  | 991 | 45 | 802.71 | 188.29 | 188290 |  | 36 | 49.55 | 49550 | 941.45 | 2.222% | 20.9211 | 209.2111 | 781.7889
10141103 | GMT | TRANSFORMADOR | 186 | TRANSFORMADOR MARCA: 186 |  |  | Murrupula | MURRUPULA, NA RESIDENCIA DE GUEBUZA, |  | 15°26,407' | 038°43,460' | 100 | 33 | 400V | 3 | 2008 |  |  | 763 | 45 | 618.03 | 144.97 | 144970 |  | 36 | 38.15 | 38150 | 724.85 | 2.222% | 16.1078 | 161.0778 | 601.9222
10141103 | GMT | TRANSFORMADOR | PT (No ID)R | TRANSFORMADOR MARCA:TANELEC PT (No ID)R PT (No ID)R |  | PT (No ID)R | Maxaquene |  |  |  |  | 315 | 33 | 0.4 | 3Ø | 2008 | TANELEC | T-27571 | 1039 | 45 | 841.59 | 197.41 | 197410 |  | 36 | 51.95 | 51950 | 987.05 | 2.222% | 21.9344 | 219.3444 | 819.6556
10141103 | GMT | TRANSFORMADOR | PTS 189 | TRANSFORMADOR MARCA:EFACEC PTS 189 PTS 189 |  | PTS 189 | GAZA |  |  | 32.523356 | -25.910185 | 500 | 33 | 0.4 | 3Ø | 2008 | EFACEC | K003107 | 1200 | 45 | 972 | 228 | 228000 |  | 36 | 60 | 60000 | 1140 | 2.222% | 25.3333 | 253.3333 | 946.6667
10141103 | GMT | TRANSFORMADOR | PTS 53 | TRANSFORMADOR MARCA:TANELEC PTS 53 PTS 53 |  | PTS 53 | Matola | Matola G |  | 32.466930 | -25.933327 | 315 | 33 | 0.4 | 3Ø | 2008 | TANELEC | T-27563 | 1039 | 45 | 841.59 | 197.41 | 197410 |  | 36 | 51.95 | 51950 | 987.05 | 2.222% | 21.9344 | 219.3444 | 819.6556
10141103 | GMT | TRANSFORMADOR | PTS7 | TRANSFORMADOR MARCA:TM PTS7 |  |  | NAMPULA | BAIRRO DE NAPIPINE- MERCADO GULAMO |  | 15°6'7.443" | 39°15'16.142" | 250 | 33 | 400V | 3 | 2008 | TM | 904912 | 991 | 45 | 802.71 | 188.29 | 188290 |  | 36 | 49.55 | 49550 | 941.45 | 2.222% | 20.9211 | 209.2111 | 781.7889
10141103 | GMT | TRANSFORMADOR | 104 | TRANSFORMADOR MARCA:EFACEC 104 |  |  | Nampula | VILA DE ANCHILO- FEIRA - MICHNOEK |  | 15°5'41.965" | 39°26'12.752" | 200 | 11 | 400V | 3 | 2008 | EFACEC | K.009303.01 | 572 | 45 | 463.32 | 108.68 | 108680 |  | 36 | 28.6 | 28600 | 543.4 | 2.222% | 12.0756 | 120.7556 | 451.2444
10141103 | GMT | TRANSFORMADOR | 118 | TRANSFORMADOR MARCA:ASTOR 118 |  |  | Murrupula | MURRUPULA-VILA, NO CONTROL |  | 15°06.231 | 39°15.239 | 250 | 33 | 400V | 3 | 2008 | ASTOR | 17-12909 | 991 | 45 | 802.71 | 188.29 | 188290 |  | 36 | 49.55 | 49550 | 941.45 | 2.222% | 20.9211 | 209.2111 | 781.7889
10141103 | GMT | TRANSFORMADOR | 120 | TRANSFORMADOR MARCA:NEI Transformers 120 |  |  | Nampula | BAIRRO DE MUHALA EXPANSÃO- LARINAS MELHORADAS |  | 15°7'38.703" | 39°16'42.629" | 250 | 11 | 400V | 3 | 2008 | NEI Transformers | 10304402/01 | 840 | 45 | 680.4 | 159.6 | 159600 |  | 36 | 42 | 42000 | 798 | 2.222% | 17.7333 | 177.3333 | 662.6667
10141103 | GMT | TRANSFORMADOR | 131 | TRANSFORMADOR MARCA:TM 131 |  |  | Rapale | MUTIVAZE |  | 15°0'0.765" | 39°57'19.668" | 160 | 33 | 400V | 3 | 2008 | TM | 1544254 | 991 | 45 | 802.71 | 188.29 | 188290 |  | 36 | 49.55 | 49550 | 941.45 | 2.222% | 20.9211 | 209.2111 | 781.7889
10141103 | GMT | TRANSFORMADOR | 162 | TRANSFORMADOR MARCA:Fuji Tusco 162 |  |  | Nametil | Nametil–sede |  | 15⁰41.717’ | 039⁰20.439’ | 160 | 33 | 400V | 3 | 2008 | Fuji Tusco | 551456 | 991 | 45 | 802.71 | 188.29 | 188290 |  | 36 | 49.55 | 49550 | 941.45 | 2.222% | 20.9211 | 209.2111 | 781.7889
10141103 | GMT | TRANSFORMADOR | 186 | TRANSFORMADOR MARCA:TM 186 |  |  | Murrupula | MURRUPULA, NA RESIDENCIA DE GUEBUZA, |  | 15°26,407' | 038°43,460' | 100 | 33 | 400V | 3 | 2008 | TM | 920897 | 763 | 45 | 618.03 | 144.97 | 144970 |  | 36 | 38.15 | 38150 | 724.85 | 2.222% | 16.1078 | 161.0778 | 601.9222
10141103 | GMT | TRANSFORMADOR |  | TRANSFORMADOR MARCA:OZGUNEY PTS 40 |  | PTS 40 | QUALIMANE |  |  | S17 52 17.84 | E036 52 45.53 | 315 | 11 | 0,4 | 3 | 2008 | OZGUNEY | 82489 | 840 | 45 | 680.4 | 159.6 | 159600 |  | 36 | 42 | 42000 | 798 | 2.222% | 17.7333 | 177.3333 | 662.6667
10141103 | GMT | TRANSFORMADOR |  | TRANSFORMADOR MARCA:SIEMENS PTS 5 |  | PTS 5 | QUALIMANE |  |  | S17 52 26.48 | E036 52 37.20 | 315 | 11 | 0,4 | 3 | 2008 | SIEMENS |  | 840 | 45 | 680.4 | 159.6 | 159600 |  | 36 | 42 | 42000 | 798 | 2.222% | 17.7333 | 177.3333 | 662.6667
10141103 | GMT | TRANSFORMADOR |  | TRANSFORMADOR MARCA:ZENARO PTS 1035 |  | PTS 1035 | MOCUBA |  |  | S16 51 33.52 | E036 56 12.94 | 315 | 11 | 0,4 | 3 | 2008 | ZENARO | 54090 | 840 | 45 | 680.4 | 159.6 | 159600 |  | 36 | 42 | 42000 | 798 | 2.222% | 17.7333 | 177.3333 | 662.6667
10141103 | GMT | TRANSFORMADOR |  | TRANSFORMADOR MARCA:ZENARO PTS 1008 |  | PTS 1008 | MOCUBA |  |  | S16 50 37.99 | E036 59 25.00 | 315 | 11 | 0,4 | 3 | 2008 | ZENARO | 54089 | 840 | 45 | 680.4 | 159.6 | 159600 |  | 36 | 42 | 42000 | 798 | 2.222% | 17.7333 | 177.3333 | 662.6667
10141103 | GMT | TRANSFORMADOR |  | TRANSFORMADOR MARCA:ZENARO PTS 1020 |  | PTS 1020 | MOCUBA |  |  | S16 50 44.68 | E036 59 49.06 | 315 | 11 | 0,4 | 3 | 2008 | ZENARO |  | 840 | 45 | 680.4 | 159.6 | 159600 |  | 36 | 42 | 42000 | 798 | 2.222% | 17.7333 | 177.3333 | 662.6667
10141103 | GMT | TRANSFORMADOR |  | TRANSFORMADOR MARCA:ZENARO PTS MARTHINO |  | PTS MARTHINO | MOCUBA |  |  | S16 51 06.22 | E036 59 13.47 | 315 | 11 | 0,4 | 3 | 2008 | ZENARO |  | 840 | 45 | 680.4 | 159.6 | 159600 |  | 36 | 42 | 42000 | 798 | 2.222% | 17.7333 | 177.3333 | 662.6667
10141103 | GMT | TRANSFORMADOR |  | TRANSFORMADOR MARCA:ZENARO PTS 1030 |  | PTS 1030 | MOCUBA |  |  | S16 49 36.00 | E036 58 40.69 | 315 | 11 | 0,4 | 3 | 2008 | ZENARO |  | 840 | 45 | 680.4 | 159.6 | 159600 |  | 36 | 42 | 42000 | 798 | 2.222% | 17.7333 | 177.3333 | 662.6667
10141103 | GMT | TRANSFORMADOR |  | TRANSFORMADOR MARCA:ZENARO PTS 1015 |  | PTS 1015 | MOCUBA |  |  | S16 49 18.24 | E036 59 30.52 | 315 | 11 | 0,4 | 3 | 2008 | ZENARO |  | 840 | 45 | 680.4 | 159.6 | 159600 |  | 36 | 42 | 42000 | 798 | 2.222% | 17.7333 | 177.3333 | 662.6667
10141103 | GMT | TRANSFORMADOR |  | TRANSFORMADOR MARCA:ZENARO PTS 1037 |  | PTS 1037 | MOCUBA |  |  | S16 48 53.59 | E036 59 43.27 | 315 | 11 | 0,4 | 3 | 2008 | ZENARO |  | 840 | 45 | 680.4 | 159.6 | 159600 |  | 36 | 42 | 42000 | 798 | 2.222% | 17.7333 | 177.3333 | 662.6667
10141103 | GMT | TRANSFORMADOR |  | TRANSFORMADOR MARCA:ZENARO PTS 1032 |  | PTS 1032 | MOCUBA |  |  | S16 47 21.87 | E037 00 06.36 | 315 | 11 | 0,4 | 3 | 2008 | ZENARO |  | 840 | 45 | 680.4 | 159.6 | 159600 |  | 36 | 42 | 42000 | 798 | 2.222% | 17.7333 | 177.3333 | 662.6667
10141103 | GMT | TRANSFORMADOR | PTS 3017 | TRANSFORMADOR MARCA:ZENNARO ALTO MOLOCUE PTS 3017 |  | ALTO MOLOCUE | ALTO MOLOCUE | CETA QUELIMANE |  | 15°38'50.98" | 37°41'13.110" | 200 | 33KV | 400V | 3 | 2008 | ZENNARO |  | 991 | 45 | 802.71 | 188.29 | 188290 |  | 36 | 49.55 | 49550 | 941.45 | 2.222% | 20.9211 | 209.2111 | 781.7889
10141103 | GMT | TRANSFORMADOR | PTS 302 | TRANSFORMADOR MARCA:ABB CHIMURA PTS 302 |  | CHIMURA | MARRUMBALA | SAMORA MICHEL |  | 17°19'45.687" | 35°35'21.20 | 160 | 33KV | 400V | 3 | 2008 | ABB |  | 991 | 45 | 802.71 | 188.29 | 188290 |  | 36 | 49.55 | 49550 | 941.45 | 2.222% | 20.9211 | 209.2111 | 781.7889
10141103 | PMT | TRANSFORMADOR |  | TRANSFORMADOR MARCA:ZENARO SE-TETE | TETE | SE-TETE | MOATIZE | ROVUBWE |  | 573494.752 | 8218491.903 | 250 | 33 | 0.4 | 3 | 2008 | ZENARO | IEC 60076 | 991 | 45 | 802.71 | 188.29 | 188290 |  | 36 | 49.55 | 49550 | 941.45 | 2.222% | 20.9211 | 209.2111 | 781.7889
10141103 | PMT | TRANSFORMADOR |  | TRANSFORMADOR MARCA:DPM SE-TETE | TETE | SE-TETE | MOATIZE | MINAS/PEDREIRA |  | 572136.201 | 8219114.658 | 50 | 33 | 0.4 | 3 | 2008 | DPM | 5420-30654 | 643 | 45 | 520.83 | 122.17 | 122170 |  | 36 | 32.15 | 32150 | 610.85 | 2.222% | 13.5744 | 135.7444 | 507.2556
10141103 | PMT | TRANSFORMADOR |  | TRANSFORMADOR MARCA:OZGUNEY SE-MANJE | TETE | SE-MANJE | DOMUE | BUA |  | 613302.536 | 8390919.503 | 50 | 33 | 0.4 | 3 | 2008 | OZGUNEY | 82024 | 643 | 45 | 520.83 | 122.17 | 122170 |  | 36 | 32.15 | 32150 | 610.85 | 2.222% | 13.5744 | 135.7444 | 507.2556
10141103 | PMT | TRANSFORMADOR |  | TRANSFORMADOR MARCA:DPM SE-MATAMBO | TETE | SE-MATAMBO | CHANGARA | MISSAWA-ESCOLA |  | 548305.540 | 8191524.127 | 50 | 33 | 0.4 | 3 | 2008 | DPM | 1062581/20 | 643 | 45 | 520.83 | 122.17 | 122170 |  | 36 | 32.15 | 32150 | 610.85 | 2.222% | 13.5744 | 135.7444 | 507.2556
10141103 | PMT | TRANSFORMADOR |  | TRANSFORMADOR MARCA:OZGUNEY SE-MATAMBO | TETE | SE-MATAMBO | CHANGARA | PACASSA |  | 544263.489 | 8188277.266 | 100 | 33 | 0.4 | 3 | 2008 | OZGUNEY | 82934 | 763 | 45 | 618.03 | 144.97 | 144970 |  | 36 | 38.15 | 38150 | 724.85 | 2.222% | 16.1078 | 161.0778 | 601.9222
10141103 | PMT | TRANSFORMADOR |  | TRANSFORMADOR MARCA:DPM SE-MANJE | TETE | SE-MANJE | CHIUTA | DACA |  | 517075.874 | 8312896.903 | 25 | 33 | 0.4 | 3 | 2008 | DPM | DT 529-3 | 643 | 45 | 520.83 | 122.17 | 122170 |  | 36 | 32.15 | 32150 | 610.85 | 2.222% | 13.5744 | 135.7444 | 507.2556
10141103 | PMT | TRANSFORMADOR |  | TRANSFORMADOR MARCA:DPM SE-MANJE | TETE | SE-MANJE | CHIUTA | DACA-CRUZAMENTO |  | 515466.580 | 8314788.964 | 25 | 33 | 0.4 | 3 | 2008 | DPM | 1086001-02 | 643 | 45 | 520.83 | 122.17 | 122170 |  | 36 | 32.15 | 32150 | 610.85 | 2.222% | 13.5744 | 135.7444 | 507.2556
10141103 | PMT | TRANSFORMADOR |  | TRANSFORMADOR MARCA:DPM SE-MANJE | TETE | SE-MANJE | CHIUTA | NHAMBIRA |  | 525594.319 | 8295257.322 | 50 | 33 | 0.4 | 3 | 2008 | DPM | 1048740-27 | 643 | 45 | 520.83 | 122.17 | 122170 |  | 36 | 32.15 | 32150 | 610.85 | 2.222% | 13.5744 | 135.7444 | 507.2556
10141103 | PMT | TRANSFORMADOR |  | TRANSFORMADOR MARCA:DPM SE-MANJE | TETE | SE-MANJE | MACANGA | CATETE |  | 583022.246 | 8380911.449 | 25 | 33 | 0.4 | 3 | 2008 | DPM | 10668001/04 | 643 | 45 | 520.83 | 122.17 | 122170 |  | 36 | 32.15 | 32150 | 610.85 | 2.222% | 13.5744 | 135.7444 | 507.2556
10141103 | PMT | TRANSFORMADOR |  | TRANSFORMADOR MARCA:FUJI TUSCO SE-MANJE | TETE | SE-MANJE | CHIFUNDE | CHIFUNDE-ESCOLA |  | 482575.804 | 8354957.177 | 100 | 33 | 0.4 | 3 | 2008 | FUJI TUSCO |  | 763 | 45 | 618.03 | 144.97 | 144970 |  | 36 | 38.15 | 38150 | 724.85 | 2.222% | 16.1078 | 161.0778 | 601.9222
10141103 | PMT | TRANSFORMADOR |  | TRANSFORMADOR MARCA:FUJI TUSCO SE-MANJE | TETE | SE-MANJE | CHIFUNDE | CHIFUNDE-FONTENARIA |  | 482288.099 | 8354905.204 | 100 | 33 | 0.4 | 3 | 2008 | FUJI TUSCO |  | 763 | 45 | 618.03 | 144.97 | 144970 |  | 36 | 38.15 | 38150 | 724.85 | 2.222% | 16.1078 | 161.0778 | 601.9222
10141103 | PMT | TRANSFORMADOR |  | TRANSFORMADOR MARCA:FUJI TUSCO SE-MANJE | TETE | SE-MANJE | CHIFUNDE | LUIA-HORACIO |  | 489030.594 | 8327014.512 | 100 | 33 | 0.4 | 3 | 2008 | FUJI TUSCO |  | 763 | 45 | 618.03 | 144.97 | 144970 |  | 36 | 38.15 | 38150 | 724.85 | 2.222% | 16.1078 | 161.0778 | 601.9222
10141103 | PMT | TRANSFORMADOR | 41 | TRANSFORMADOR MARCA: NACALA 41 |  | NACALA | Nacala-Porto | PTS Nacucha |  | 14°46.432 | 40°43.394 | 50 | 33KV | 400V | 3 | 2008 |  |  | 643 | 45 | 520.83 | 122.17 | 122170 |  | 36 | 32.15 | 32150 | 610.85 | 2.222% | 13.5744 | 135.7444 | 507.2556
10141103 | PMT | TRANSFORMADOR | 104 | TRANSFORMADOR MARCA: NACALA 104 |  | NACALA | Nacala-a-Velha | PT1(Zona dos Correios) |  | 14º 32' 56.95" S | -40º -37' -29.668" W | 250 | 33KV | 400V | 3 | 2008 |  |  | 991 | 45 | 802.71 | 188.29 | 188290 |  | 36 | 49.55 | 49550 | 941.45 | 2.222% | 20.9211 | 209.2111 | 781.7889
10141103 | PMT | TRANSFORMADOR | PT255 | TRANSFORMADOR MARCA:TM PT255 PT255 | Manga Mascarenhas - Próximo da Fábrica Rebuçados | PT255 | BEIRA | SOFALA |  | 697558.7 | 7813376.3 | 200 | 22 | 0.4 | 3 | 2008 | TM | 979596 | 572 | 45 | 463.32 | 108.68 | 108680 |  | 36 | 28.6 | 28600 | 543.4 | 2.222% | 12.0756 | 120.7556 | 451.2444
10141103 | PMT | TRANSFORMADOR | PT256 | TRANSFORMADOR MARCA:DPM PT256 PT256 | Bairro Ndunda depois ex-Fábrica de castanha de Caju | PT256 | BEIRA | SOFALA |  | 693807.2 | 7805414 | 200 | 22 | 0.4 | 3 | 2008 | DPM | 20651601/02 | 572 | 45 | 463.32 | 108.68 | 108680 |  | 36 | 28.6 | 28600 | 543.4 | 2.222% | 12.0756 | 120.7556 | 451.2444
10141103 | PMT | TRANSFORMADOR | PT271 | TRANSFORMADOR MARCA:TPM PT271 PT271 | Manga Mascarenhas-Escola Primária Josina Machel | PT271 | BEIRA | SOFALA |  | 697992.7 | 7812047.3 | 200 | 22 | 0.4 | 3 | 2008 | TPM | 20651601/03 | 572 | 45 | 463.32 | 108.68 | 108680 |  | 36 | 28.6 | 28600 | 543.4 | 2.222% | 12.0756 | 120.7556 | 451.2444
10141103 | PMT | TRANSFORMADOR | AGCTC/PT4 | TRANSFORMADOR MARCA:OZGUNEY AGCTC/PT4 AGCTC/PT4 | BAIRRO MUGABE EXPANSAO | AGCTC/PT4 | CATANDICA | MANICA | PTS4 Zona ES Guebuza | S18 04 30,0 | E033 10 28,9 | 250 | 33 | 0.4 | 3 | 2008 | OZGUNEY | 82960 | 991 | 45 | 802.71 | 188.29 | 188290 |  | 36 | 49.55 | 49550 | 941.45 | 2.222% | 20.9211 | 209.2111 | 781.7889
10141103 | PMT | TRANSFORMADOR | AGCHI/PT40 | TRANSFORMADOR MARCA:DPM AGCHI/PT40 AGCHI/PT40 | BAR MAUNDA | AGCHI/PT40 | CHIMOIO | MANICA | BAIRRO TAMBARA 2 | S 19 05 37,05 | E 033 28 45,06 | 315 | 22 | 0.4 | 3 | 2008 | DPM | 000014/0130 | 953 | 45 | 771.93 | 181.07 | 181070 |  | 36 | 47.65 | 47650 | 905.35 | 2.222% | 20.1189 | 201.1889 | 751.8111
10141103 | PMT | TRANSFORMADOR | AGCHI/PT102 | TRANSFORMADOR MARCA:DPM AGCHI/PT102 AGCHI/PT102 | NDENGUENI | AGCHI/PT102 | CHIMOIO | MANICA | Bairro Junta | S19 11 36,35 | E033 30 55,99 | 100 | 22 | 0.4 | 3 | 2008 | DPM | DB0110/157 | 445 | 45 | 360.45 | 84.55 | 84550 |  | 36 | 22.25 | 22250 | 422.75 | 2.222% | 9.3944 | 93.9444 | 351.0556
10141103 | PMT | TRANSFORMADOR | AGCHI/PT109 | TRANSFORMADOR MARCA:REVIVE AGCHI/PT109 AGCHI/PT109 | ANTONIO RODRIGUES | AGCHI/PT109 | CHIMOIO | MANICA | Bairro Cafumpe | S19 06 16,98 | E033 34 00,82 | 50 | 22 | 0.4 | 3 | 2008 | REVIVE | RET42104 | 433 | 45 | 350.73 | 82.27 | 82270 |  | 36 | 21.65 | 21650 | 411.35 | 2.222% | 9.1411 | 91.4111 | 341.5889
10141103 | PMT | TRANSFORMADOR | USMCP/PT6 | TRANSFORMADOR MARCA:OZGUNNEY USMCP/PT6 USMCP/PT6 | Bairro Chinfacho | USMCP/PT6 | MANICA | MANICA | MOAGEM ITAI MEQUE | S18 58 27,74 | E032 45 22,74 | 50 | 33 | 0.4 | 3 | 2008 | OZGUNNEY | 83008 | 643 | 45 | 520.83 | 122.17 | 122170 |  | 36 | 32.15 | 32150 | 610.85 | 2.222% | 13.5744 | 135.7444 | 507.2556
10141103 | PMT | TRANSFORMADOR | PTS 799 | TRANSFORMADOR MARCA:DPM PTS 799 PTS 799 |  | PTS 799 | Boane | Boane |  | 32.368132 | -25.057433 | 50 | 33 | 0.4 | 3Ø | 2008 | DPM | 10669001/04 | 643 | 45 | 520.83 | 122.17 | 122170 |  | 36 | 32.15 | 32150 | 610.85 | 2.222% | 13.5744 | 135.7444 | 507.2556
10141103 | PMT | TRANSFORMADOR | PTS 1048 | TRANSFORMADOR MARCA:DPM PTS 1048 PTS 1048 |  | PTS 1048 | Boane | Mahubo |  | 32.341020 | -25.133043 | 32 | 33 | 0.23 | 1Ø | 2008 | DPM | 10657401/04 | 643 | 45 | 520.83 | 122.17 | 122170 |  | 36 | 32.15 | 32150 | 610.85 | 2.222% | 13.5744 | 135.7444 | 507.2556
10141103 | PMT | TRANSFORMADOR | PTS 771 | TRANSFORMADOR MARCA:DPM PTS 771 PTS 771 |  | PTS 771 | Boane | Changalane |  | 32.260741 | -25.345613 | 32 | 33 | 0.23 | 1Ø | 2008 | DPM | 10657401/32 | 643 | 45 | 520.83 | 122.17 | 122170 |  | 36 | 32.15 | 32150 | 610.85 | 2.222% | 13.5744 | 135.7444 | 507.2556
10141103 | PMT | TRANSFORMADOR | PTS 763 | TRANSFORMADOR MARCA:TUNISIE TRANSFORMERS PTS 763 PTS 763 |  | PTS 763 | Boane | Catuane |  | 32.182021 | -25.673560 | 32 | 11 | 0.23 | 1Ø | 2008 | TUNISIE TRANSFORMERS | 28014 | 381 | 45 | 308.61 | 72.39 | 72390 |  | 36 | 19.05 | 19050 | 361.95 | 2.222% | 8.0433 | 80.4333 | 300.5667
10141103 | PMT | TRANSFORMADOR | PTS 812 | TRANSFORMADOR MARCA: PTS 812 PTS 812 |  | PTS 812 | Boane | Catuane |  | 32.330644 | -25.724111 | 32 | 11 | 0.23 | 1Ø | 2008 |  | 28009 | 381 | 45 | 308.61 | 72.39 | 72390 |  | 36 | 19.05 | 19050 | 361.95 | 2.222% | 8.0433 | 80.4333 | 300.5667
10141103 | PMT | TRANSFORMADOR | PTS 761 | TRANSFORMADOR MARCA:TUNISIE TRANSFORMERS PTS 761 PTS 761 |  | PTS 761 | Boane | Catuane |  | 32.217115 | -25.698796 | 25 | 11 | 0.23 | 1Ø | 2008 | TUNISIE TRANSFORMERS |  | 381 | 45 | 308.61 | 72.39 | 72390 |  | 36 | 19.05 | 19050 | 361.95 | 2.222% | 8.0433 | 80.4333 | 300.5667
10141103 | PMT | TRANSFORMADOR | PTS 760 | TRANSFORMADOR MARCA:TUNISIE TRANSFORMERS PTS 760 PTS 760 |  | PTS 760 | Boane | Catuane |  | 32.224343 | -25.759806 | 32 | 11 | 0.23 | 1Ø | 2008 | TUNISIE TRANSFORMERS | CE116 | 381 | 45 | 308.61 | 72.39 | 72390 |  | 36 | 19.05 | 19050 | 361.95 | 2.222% | 8.0433 | 80.4333 | 300.5667
10141103 | PMT | TRANSFORMADOR | PTS 765 | TRANSFORMADOR MARCA:TUNISIE TRANSFORMERS PTS 765 PTS 765 |  | PTS 765 | Boane | Catuane |  | 32.177802 | -25.636056 | 32 | 11 | 0.23 | 1Ø | 2008 | TUNISIE TRANSFORMERS | 65176 | 381 | 45 | 308.61 | 72.39 | 72390 |  | 36 | 19.05 | 19050 | 361.95 | 2.222% | 8.0433 | 80.4333 | 300.5667
10141103 | PMT | TRANSFORMADOR | PTS 619 | TRANSFORMADOR MARCA:DPM PTS 619 PTS 619 |  | PTS 619 | Boane | Inhaca |  | 32.944051 | -25.035726 | 32 | 33 | 0.23 | 1Ø | 2008 | DPM | 10669402/03 | 643 | 45 | 520.83 | 122.17 | 122170 |  | 36 | 32.15 | 32150 | 610.85 | 2.222% | 13.5744 | 135.7444 | 507.2556
10141103 | PMT | TRANSFORMADOR | PTS 615 | TRANSFORMADOR MARCA:Electro Inductive Industries PTS 615 PTS 615 |  | PTS 615 | Boane | Inhaca |  | 32.969050 | -25.991647 | 100 | 33 | 0.4 | 3Ø | 2008 | Electro Inductive Industries | DS6074N/19 | 763 | 45 | 618.03 | 144.97 | 144970 |  | 36 | 38.15 | 38150 | 724.85 | 2.222% | 16.1078 | 161.0778 | 601.9222
10141103 | PMT | TRANSFORMADOR | PTS 853 | TRANSFORMADOR MARCA:DPM PTS 853 PTS 853 |  | PTS 853 | Boane | Mathangane |  | 32.907485 | -25.128799 | 32 | 33 | 0.23 | 1Ø | 2008 | DPM | 10669402/01 | 643 | 45 | 520.83 | 122.17 | 122170 |  | 36 | 32.15 | 32150 | 610.85 | 2.222% | 13.5744 | 135.7444 | 507.2556
10141103 | PMT | TRANSFORMADOR | PTS 166 | TRANSFORMADOR MARCA:GEC Alstom PTS 166 | Kamubucuane |  | Maputo |  |  | 32,6357743 | -25,8385798 | 500 | 33 | 0,4 | 3Φ | 2008 | GEC Alstom | 1345586 | 1200 | 45 | 972 | 228 | 228000 |  | 36 | 60 | 60000 | 1140 | 2.222% | 25.3333 | 253.3333 | 946.6667
10141103 | PMT | TRANSFORMADOR | PT 230 | TRANSFORMADOR MARCA:Desta Power Malta PT 230 | Kamubucuane |  | Maputo |  |  | 32,6299238 | -25,8789389 | 315 | 33 | 0,4 | 3Φ | 2008 | Desta Power Malta | DC0013/0174 | 1039 | 45 | 841.59 | 197.41 | 197410 |  | 36 | 51.95 | 51950 | 987.05 | 2.222% | 21.9344 | 219.3444 | 819.6556
10141103 | PMT | TRANSFORMADOR | PT 193R | TRANSFORMADOR MARCA:Desta Power Malta PT 193R | Guava |  | Maputo |  |  | 32,6482853 | -25,8007502 | 160 | 33 | 0.4 | 3Φ | 2008 | Desta Power Malta | 20658001/03 | 991 | 45 | 802.71 | 188.29 | 188290 |  | 36 | 49.55 | 49550 | 941.45 | 2.222% | 20.9211 | 209.2111 | 781.7889
10141103 | PMT | TRANSFORMADOR | PT 192R | TRANSFORMADOR MARCA:Desta Power Malta PT 192R | Guava |  | Maputo |  |  | 32,6500581 | -25,8048727 | 250 | 33 | 0.4 | 3Φ | 2008 | Desta Power Malta | 20668009/02 | 991 | 45 | 802.71 | 188.29 | 188290 |  | 36 | 49.55 | 49550 | 941.45 | 2.222% | 20.9211 | 209.2111 | 781.7889
10141103 | PMT | TRANSFORMADOR | PT 188R | TRANSFORMADOR MARCA:Desta Power Malta PT 188R | Guava |  | Maputo |  |  | 32,6436121 | -25,8175112 | 160 | 33 | 0.4 | 3Φ | 2008 | Desta Power Malta |  | 991 | 45 | 802.71 | 188.29 | 188290 |  | 36 | 49.55 | 49550 | 941.45 | 2.222% | 20.9211 | 209.2111 | 781.7889
10141103 | PMT | TRANSFORMADOR | PT 185R | TRANSFORMADOR MARCA:Desta Power Malta PT 185R | Guava |  | Maputo |  |  | 32,6393727 | -25,8241886 | 200 | 33 | 0.4 | 3Φ | 2008 | Desta Power Malta |  | 991 | 45 | 802.71 | 188.29 | 188290 |  | 36 | 49.55 | 49550 | 941.45 | 2.222% | 20.9211 | 209.2111 | 781.7889
10141103 | PMT | TRANSFORMADOR | PT 183R | TRANSFORMADOR MARCA:Desta Power Malta PT 183R | Guava |  | Maputo |  |  | 32,6438194 | -25,8274603 | 50 | 33 | 0.4 | 3Φ | 2008 | Desta Power Malta | 10668201/05 | 643 | 45 | 520.83 | 122.17 | 122170 |  | 36 | 32.15 | 32150 | 610.85 | 2.222% | 13.5744 | 135.7444 | 507.2556
10141103 | PMT | TRANSFORMADOR | PT 113R | TRANSFORMADOR MARCA:Desta Power Malta PT 113R | Guava |  | Maputo |  |  | 32,7373118 | -25,7709523 | 50 | 33 | 0.4 | 3Φ | 2008 | Desta Power Malta | 10669001/22 | 643 | 45 | 520.83 | 122.17 | 122170 |  | 36 | 32.15 | 32150 | 610.85 | 2.222% | 13.5744 | 135.7444 | 507.2556
10141103 | PMT | TRANSFORMADOR | PT 278R | TRANSFORMADOR MARCA:Desta Power Malta PT 278R | Guava |  | Maputo |  |  | 32,7358079 | -25,7598989 | 100 | 33 | 0.4 | 3Φ | 2008 | Desta Power Malta | 10669202/06 | 763 | 45 | 618.03 | 144.97 | 144970 |  | 36 | 38.15 | 38150 | 724.85 | 2.222% | 16.1078 | 161.0778 | 601.9222
10141103 | PMT | TRANSFORMADOR | PT ? | TRANSFORMADOR MARCA:Desta Power Malta PT ? | Guava |  | Maputo |  |  | 32,7342207 | -25,7527011 | 50 | 33 | 0.4 | 3Φ | 2008 | Desta Power Malta | 10669001/12 | 643 | 45 | 520.83 | 122.17 | 122170 |  | 36 | 32.15 | 32150 | 610.85 | 2.222% | 13.5744 | 135.7444 | 507.2556
10141103 | PMT | TRANSFORMADOR | PT 246R | TRANSFORMADOR MARCA:Desta Power Malta PT 246R | Guava |  | Maputo |  |  | 32,6196974 | -25,7541855 | 100 | 33 | 0.4 | 3Φ | 2008 | Desta Power Malta | 10669202/02 | 763 | 45 | 618.03 | 144.97 | 144970 |  | 36 | 38.15 | 38150 | 724.85 | 2.222% | 16.1078 | 161.0778 | 601.9222
10141103 | PMT | TRANSFORMADOR | PT 247R | TRANSFORMADOR MARCA:Efacec PT 247R | Guava |  | Maputo |  |  | 32,6191036 | -25,7489575 | 100 | 33 | 0.4 | 3Φ | 2008 | Efacec |  | 763 | 45 | 618.03 | 144.97 | 144970 |  | 36 | 38.15 | 38150 | 724.85 | 2.222% | 16.1078 | 161.0778 | 601.9222
10141103 | PMT | TRANSFORMADOR | PT 449 | TRANSFORMADOR MARCA:Pauwels Trafo PT 449 | Infulene |  | Maputo |  |  | 32,5083508 | -25,8892657 | 250 | 33 | 0,4 | 3Φ | 2008 | Pauwels Trafo | 11110903136 | 991 | 45 | 802.71 | 188.29 | 188290 |  | 36 | 49.55 | 49550 | 941.45 | 2.222% | 20.9211 | 209.2111 | 781.7889
10141103 | PMT | TRANSFORMADOR | PT 207 | TRANSFORMADOR MARCA:Pauwels Trafo PT 207 | Zimpeto |  | Maputo |  |  | 32,5473159 | -25,8789088 | 250 | 33 | 0,4 | 3Φ | 2008 | Pauwels Trafo | 11110902845 | 991 | 45 | 802.71 | 188.29 | 188290 |  | 36 | 49.55 | 49550 | 941.45 | 2.222% | 20.9211 | 209.2111 | 781.7889
10141103 | PMT | TRANSFORMADOR | PT 524 | TRANSFORMADOR MARCA:Distribution Transformers PT 524 | Zimpeto |  | Maputo |  |  | 32,5464802 | -25,8651554 | 200 | 33 | 0,4 | 3Φ | 2008 | Distribution Transformers | 103342001 | 991 | 45 | 802.71 | 188.29 | 188290 |  | 36 | 49.55 | 49550 | 941.45 | 2.222% | 20.9211 | 209.2111 | 781.7889
10141103 | PMT | TRANSFORMADOR | PT 628 | TRANSFORMADOR MARCA:Desta Power Malta PT 628 | Manhica |  | Maputo |  |  | 32,8614661 | -25,2713992 | 32 | 33 | 0,4 | 2Φ | 2008 | Desta Power Malta | 20669401/08 | 643 | 45 | 520.83 | 122.17 | 122170 |  | 36 | 32.15 | 32150 | 610.85 | 2.222% | 13.5744 | 135.7444 | 507.2556
10141103 | PMT | TRANSFORMADOR | PT 624 | TRANSFORMADOR MARCA:Desta Power Malta PT 624 | Manhica |  | Maputo |  |  | 32,8531589 | -25,2422288 | 32 | 33 | 0,4 | 2Φ | 2008 | Desta Power Malta | 10657401/17 | 643 | 45 | 520.83 | 122.17 | 122170 |  | 36 | 32.15 | 32150 | 610.85 | 2.222% | 13.5744 | 135.7444 | 507.2556
10141103 | PMT | TRANSFORMADOR | PT 637 | TRANSFORMADOR MARCA:Desta Power Malta PT 637 | Manhica |  | Maputo |  |  | 32,7718005 | -25,4379076 | 50 | 33 | 0,4 | 3Φ | 2008 | Desta Power Malta | 10669002/23 | 643 | 45 | 520.83 | 122.17 | 122170 |  | 36 | 32.15 | 32150 | 610.85 | 2.222% | 13.5744 | 135.7444 | 507.2556
10141103 | PMT | TRANSFORMADOR | PT 489 | TRANSFORMADOR MARCA:Tanelec PT 489 | Mashava |  | Maputo |  |  | 32,4949052 | -25,8701759 | 315 | 33 | 0,4 | 3Φ | 2008 | Tanelec | T-27575 | 1039 | 45 | 841.59 | 197.41 | 197410 |  | 36 | 51.95 | 51950 | 987.05 | 2.222% | 21.9344 | 219.3444 | 819.6556
10141103 | PMT | TRANSFORMADOR | PTS 573 | TRANSFORMADOR MARCA:ABB PTS 573 | Mashava |  | Maputo |  |  | 32,4959754 | -25,8835686 | 160 | 33 | 0,4 | 3Φ | 2008 | ABB | T-27543 | 991 | 45 | 802.71 | 188.29 | 188290 |  | 36 | 49.55 | 49550 | 941.45 | 2.222% | 20.9211 | 209.2111 | 781.7889
10141103 | PMT | TRANSFORMADOR | PT 834 | TRANSFORMADOR MARCA:Alstom PT 834 | Mashava |  | Maputo |  |  | 32,4820512 | -25,9003329 | 160 | 33 | 0,4 | 3Φ | 2008 | Alstom | 0317411/01/001 | 991 | 45 | 802.71 | 188.29 | 188290 |  | 36 | 49.55 | 49550 | 941.45 | 2.222% | 20.9211 | 209.2111 | 781.7889
10141103 | PMT | TRANSFORMADOR | PT 382 | TRANSFORMADOR MARCA:ABB PT 382 | Mashava |  | Maputo |  |  | 32,4747761 | -25,8977155 | 160 | 33 | 0,4 | 3Φ | 2008 | ABB |  | 991 | 45 | 802.71 | 188.29 | 188290 |  | 36 | 49.55 | 49550 | 941.45 | 2.222% | 20.9211 | 209.2111 | 781.7889
10141103 | PMT | TRANSFORMADOR | PT 383 | TRANSFORMADOR MARCA:Pauwels Trafo PT 383 | Mashava |  | Maputo |  |  | 32,4706652 | -25,9003558 | 250 | 33 | 0,4 | 3Φ | 2008 | Pauwels Trafo | 11110903130 | 991 | 45 | 802.71 | 188.29 | 188290 |  | 36 | 49.55 | 49550 | 941.45 | 2.222% | 20.9211 | 209.2111 | 781.7889
10141103 | PMT | TRANSFORMADOR | PT 360 | TRANSFORMADOR MARCA:ABB PT 360 | Mashava |  | Maputo |  |  | 32,4727158 | -25,8764268 | 160 | 33 | 0,4 | 3Φ | 2008 | ABB | T-27527 | 991 | 45 | 802.71 | 188.29 | 188290 |  | 36 | 49.55 | 49550 | 941.45 | 2.222% | 20.9211 | 209.2111 | 781.7889
10141103 | PMT | TRANSFORMADOR | PT 393 | TRANSFORMADOR MARCA:Pauwels Trafo PT 393 | Mashava |  | Maputo |  |  | 32,4600699 | -25,8768888 | 100 | 33 | 0,4 | 3Φ | 2008 | Pauwels Trafo | 11110902859 | 763 | 45 | 618.03 | 144.97 | 144970 |  | 36 | 38.15 | 38150 | 724.85 | 2.222% | 16.1078 | 161.0778 | 601.9222
10141103 | PMT | TRANSFORMADOR | PT 129 | TRANSFORMADOR MARCA:Tanelec PT 129 | Mashava |  | Maputo |  |  | 32,4718702 | -25,8694856 | 315 | 33 | 0,4 | 3Φ | 2008 | Tanelec | T-27567 | 1039 | 45 | 841.59 | 197.41 | 197410 |  | 36 | 51.95 | 51950 | 987.05 | 2.222% | 21.9344 | 219.3444 | 819.6556
10141103 | PMT | TRANSFORMADOR | PT 332 | TRANSFORMADOR MARCA:Pauwels Trafo PT 332 | Mashava |  | Maputo |  |  | 32,4577238 | -25,8642627 | 250 | 33 | 0,4 | 3Φ | 2008 | Pauwels Trafo | 11110903143 | 991 | 45 | 802.71 | 188.29 | 188290 |  | 36 | 49.55 | 49550 | 941.45 | 2.222% | 20.9211 | 209.2111 | 781.7889
10141103 | PMT | TRANSFORMADOR | PT 329 | TRANSFORMADOR MARCA:Pauwels Trafo PT 329 | Mashava |  | Maputo |  |  | 32,4614462 | -25,8620871 | 160 | 33 | 0,4 | 3Φ | 2008 | Pauwels Trafo | 11110902883 | 991 | 45 | 802.71 | 188.29 | 188290 |  | 36 | 49.55 | 49550 | 941.45 | 2.222% | 20.9211 | 209.2111 | 781.7889
10141103 | PMT | TRANSFORMADOR | PTS 572 | TRANSFORMADOR MARCA:Desta Power Malta PTS 572 | Mashava |  | Maputo |  |  | 32,4545842 | -25,7895893 | 100 | 33 | 0,4 | 3Φ | 2008 | Desta Power Malta | 10680001/04 | 763 | 45 | 618.03 | 144.97 | 144970 |  | 36 | 38.15 | 38150 | 724.85 | 2.222% | 16.1078 | 161.0778 | 601.9222
10141103 | PMT | TRANSFORMADOR | PTS 888 | TRANSFORMADOR MARCA:Desta Power Malta PTS 888 | Mashava |  | Maputo |  |  | 32,4628212 | -25,8107237 | 100 | 33 | 0,4 | 3Φ | 2008 | Desta Power Malta | 10669201/03 | 763 | 45 | 618.03 | 144.97 | 144970 |  | 36 | 38.15 | 38150 | 724.85 | 2.222% | 16.1078 | 161.0778 | 601.9222
10141103 | PMT | TRANSFORMADOR | PTS 727 | TRANSFORMADOR MARCA:Desta Power Malta PTS 727 | Mashava |  | Maputo |  |  | 32,2150524 | -25,2997272 | 50 | 33 | 0,4 | 3Φ | 2008 | Desta Power Malta | 10669001/11 | 643 | 45 | 520.83 | 122.17 | 122170 |  | 36 | 32.15 | 32150 | 610.85 | 2.222% | 13.5744 | 135.7444 | 507.2556
10141103 | PMT | TRANSFORMADOR | PTS 590 | TRANSFORMADOR MARCA:ABB PTS 590 | Mashava |  | Maputo |  |  | 32,2545527 | -25,6038413 | 100 | 33 | 0,4 | 3Φ | 2008 | ABB | T-27514 | 763 | 45 | 618.03 | 144.97 | 144970 |  | 36 | 38.15 | 38150 | 724.85 | 2.222% | 16.1078 | 161.0778 | 601.9222
10141103 | PMT | TRANSFORMADOR | PT 325R | TRANSFORMADOR MARCA:Desta Power Malta PT 325R | Katembe |  | Maputo |  |  | 32,6357251 | -26,0913309 | 50 | 33 | 0,4 | 3Φ | 2008 | Desta Power Malta | 10680101/01 | 643 | 45 | 520.83 | 122.17 | 122170 |  | 36 | 32.15 | 32150 | 610.85 | 2.222% | 13.5744 | 135.7444 | 507.2556
10141103 | PMT | TRANSFORMADOR | PTS 734 | TRANSFORMADOR MARCA:Desta Power Malta PTS 734 | Bela Vista |  | Maputo |  |  | 32,5400937 | -26,6019556 | 32 | 33 | 0,4 | 2Φ | 2008 | Desta Power Malta | 10669403/01 | 643 | 45 | 520.83 | 122.17 | 122170 |  | 36 | 32.15 | 32150 | 610.85 | 2.222% | 13.5744 | 135.7444 | 507.2556
10141103 | PMT | TRANSFORMADOR | PT 64 RE | TRANSFORMADOR MARCA:ABB PT 64 RE | Maxixe |  | Inhambane |  |  | 35,3263432 | -23,8734133 | 160 | 33 | 0,4 | 3Φ | 2008 | ABB | T-27535 | 991 | 45 | 802.71 | 188.29 | 188290 |  | 36 | 49.55 | 49550 | 941.45 | 2.222% | 20.9211 | 209.2111 | 781.7889
10141103 | PMT | TRANSFORMADOR | PT 30 RE | TRANSFORMADOR MARCA:Desta Power Malta PT 30 RE | Maxixe |  | Inhambane |  |  | 35,3023516 | -24,0425616 | 50 | 33 | 0,4 | 3Φ | 2008 | Desta Power Malta | 10669002/16 | 643 | 45 | 520.83 | 122.17 | 122170 |  | 36 | 32.15 | 32150 | 610.85 | 2.222% | 13.5744 | 135.7444 | 507.2556
10141103 | PMT | TRANSFORMADOR | PT 42 RE | TRANSFORMADOR MARCA:Desta Power Malta PT 42 RE | Maxixe |  | Inhambane |  |  | 35,2541771 | -24,1153983 | 32 | 33 | 0.23 | 2Φ | 2008 | Desta Power Malta | 10669401/05 | 643 | 45 | 520.83 | 122.17 | 122170 |  | 36 | 32.15 | 32150 | 610.85 | 2.222% | 13.5744 | 135.7444 | 507.2556
10141103 | PMT | TRANSFORMADOR | PT 77 RE | TRANSFORMADOR MARCA:ABB PT 77 RE | Maxixe |  | Inhambane |  |  | 35,2482222 | -24,1188651 | 50 | 33 | 0.4 | 3Φ | 2008 | ABB | T-27493 | 643 | 45 | 520.83 | 122.17 | 122170 |  | 36 | 32.15 | 32150 | 610.85 | 2.222% | 13.5744 | 135.7444 | 507.2556
10141103 | PMT | TRANSFORMADOR | PT 57 | TRANSFORMADOR MARCA:Desta Power Malta PT 57 | Morrumbene |  | Inhambane |  |  | 35,3090477 | -23,5069026 | 50 | 33 | 0.4 | 3Φ | 2008 | Desta Power Malta | 10669001/28 | 643 | 45 | 520.83 | 122.17 | 122170 |  | 36 | 32.15 | 32150 | 610.85 | 2.222% | 13.5744 | 135.7444 | 507.2556
10141103 | PMT | TRANSFORMADOR | PT ? | TRANSFORMADOR MARCA:Desta Power Malta PT ? | Morrumbene |  | Inhambane |  |  | 35,3396584 | -23,5964472 | 32 | 33 | 0.23 | 2Φ | 2008 | Desta Power Malta | 10669402/01 | 643 | 45 | 520.83 | 122.17 | 122170 |  | 36 | 32.15 | 32150 | 610.85 | 2.222% | 13.5744 | 135.7444 | 507.2556
10141103 | PMT | TRANSFORMADOR | PT 12 | TRANSFORMADOR MARCA:Desta Power Malta PT 12 | Morrumbene |  | Inhambane |  |  | 35,3519796 | -23,6588498 | 32 | 33 | 0.23 | 2Φ | 2008 | Desta Power Malta | 10669402/06 | 643 | 45 | 520.83 | 122.17 | 122170 |  | 36 | 32.15 | 32150 | 610.85 | 2.222% | 13.5744 | 135.7444 | 507.2556
10141103 | PMT | TRANSFORMADOR | PT 13 | TRANSFORMADOR MARCA:Desta Power Malta PT 13 | Morrumbene |  | Inhambane |  |  | 35,3512901 | -23,6555426 | 32 | 33 | 0.23 | 2Φ | 2008 | Desta Power Malta | 10669402/07 | 643 | 45 | 520.83 | 122.17 | 122170 |  | 36 | 32.15 | 32150 | 610.85 | 2.222% | 13.5744 | 135.7444 | 507.2556
10141103 | PMT | TRANSFORMADOR | PT 14 | TRANSFORMADOR MARCA:Desta Power Malta PT 14 | Morrumbene |  | Inhambane |  |  | 35,3504086 | -23,6524563 | 32 | 33 | 0.23 | 2Φ | 2008 | Desta Power Malta | 10669403/07 | 643 | 45 | 520.83 | 122.17 | 122170 |  | 36 | 32.15 | 32150 | 610.85 | 2.222% | 13.5744 | 135.7444 | 507.2556
10141103 | PMT | TRANSFORMADOR | PT 15 | TRANSFORMADOR MARCA:Desta Power Malta PT 15 | Morrumbene |  | Inhambane |  |  | 35,3523745 | -23,6529971 | 32 | 33 | 0.23 | 2Φ | 2008 | Desta Power Malta | 10669401/04 | 643 | 45 | 520.83 | 122.17 | 122170 |  | 36 | 32.15 | 32150 | 610.85 | 2.222% | 13.5744 | 135.7444 | 507.2556
10141103 | PMT | TRANSFORMADOR | PT ? | TRANSFORMADOR MARCA:Desta Power Malta PT ? | Morrumbene |  | Inhambane |  |  | 35,2950658 | -23,7437132 | 50 | 33 | 0,4 | 3Φ | 2008 | Desta Power Malta | 10669001/15 | 643 | 45 | 520.83 | 122.17 | 122170 |  | 36 | 32.15 | 32150 | 610.85 | 2.222% | 13.5744 | 135.7444 | 507.2556
10141103 | PMT | TRANSFORMADOR | PT 42 RE | TRANSFORMADOR MARCA:Desta Power Malta PT 42 RE | Masinga |  | Inhambane |  |  | 35,4169753 | -23,4677529 | 32 | 33 | 0.23 | 2Φ | 2008 | Desta Power Malta | 10669402/07 | 643 | 45 | 520.83 | 122.17 | 122170 |  | 36 | 32.15 | 32150 | 610.85 | 2.222% | 13.5744 | 135.7444 | 507.2556
10141103 | PMT | TRANSFORMADOR | PT 13 RE | TRANSFORMADOR MARCA:Desta Power Malta PT 13 RE | Masinga |  | Inhambane |  |  | 35,3803481 | -23,3446886 | 160 | 33 | 0.4 | 3Φ | 2008 | Desta Power Malta | 20668004/03 | 991 | 45 | 802.71 | 188.29 | 188290 |  | 36 | 49.55 | 49550 | 941.45 | 2.222% | 20.9211 | 209.2111 | 781.7889
10141103 | PMT | TRANSFORMADOR | PT 20 RE | TRANSFORMADOR MARCA:Desta Power Malta PT 20 RE | Masinga |  | Inhambane |  |  | 35,3563561 | -23,3219166 | 50 | 33 | 0.4 | 3Φ | 2008 | Desta Power Malta | 10669001/25 | 643 | 45 | 520.83 | 122.17 | 122170 |  | 36 | 32.15 | 32150 | 610.85 | 2.222% | 13.5744 | 135.7444 | 507.2556
10141103 | PMT | TRANSFORMADOR | PT 07 RE | TRANSFORMADOR MARCA:Desta Power Malta PT 07 RE | Masinga |  | Inhambane |  |  | 35,3511855 | -23,3271052 | 50 | 33 | 0.4 | 3Φ | 2008 | Desta Power Malta | 10669002/02 | 643 | 45 | 520.83 | 122.17 | 122170 |  | 36 | 32.15 | 32150 | 610.85 | 2.222% | 13.5744 | 135.7444 | 507.2556
10141103 | PMT | TRANSFORMADOR | PT 21 RE | TRANSFORMADOR MARCA:Desta Power Malta PT 21 RE | Masinga |  | Inhambane |  |  | 35,3518953 | -23,3190654 | 50 | 33 | 0.4 | 3Φ | 2008 | Desta Power Malta | 10669002/03 | 643 | 45 | 520.83 | 122.17 | 122170 |  | 36 | 32.15 | 32150 | 610.85 | 2.222% | 13.5744 | 135.7444 | 507.2556
10141103 | PMT | TRANSFORMADOR | PT 22 RE | TRANSFORMADOR MARCA:Desta Power Malta PT 22 RE | Masinga |  | Inhambane |  |  | 35,3403786 | -23,3177107 | 50 | 33 | 0.4 | 3Φ | 2008 | Desta Power Malta | 10669001/03 | 643 | 45 | 520.83 | 122.17 | 122170 |  | 36 | 32.15 | 32150 | 610.85 | 2.222% | 13.5744 | 135.7444 | 507.2556
10141103 | PMT | TRANSFORMADOR | PT 22 RG | TRANSFORMADOR MARCA:ABB PT 22 RG | Vilankulo |  | Inhambane |  |  | 35,3211738 | -22,0094584 | 200 | 11 | 0.4 | 3Φ | 2008 | ABB | T-27467 | 572 | 45 | 463.32 | 108.68 | 108680 |  | 36 | 28.6 | 28600 | 543.4 | 2.222% | 12.0756 | 120.7556 | 451.2444
10141103 | PMT | TRANSFORMADOR | PT 25 RG | TRANSFORMADOR MARCA:ABB PT 25 RG | Vilankulo |  | Inhambane |  |  | 35,3219183 | -22,0519392 | 200 | 11 | 0.4 | 3Φ | 2008 | ABB | T-27470 | 572 | 45 | 463.32 | 108.68 | 108680 |  | 36 | 28.6 | 28600 | 543.4 | 2.222% | 12.0756 | 120.7556 | 451.2444
10141103 | PMT | TRANSFORMADOR | PT 45 RG | TRANSFORMADOR MARCA:Alstom PT 45 RG | Vilankulo |  | Inhambane |  |  | 35,3124007 | -22,0104909 | 100 | 11 | 0.415 | 3Φ | 2008 | Alstom | 107931 | 445 | 45 | 360.45 | 84.55 | 84550 |  | 36 | 22.25 | 22250 | 422.75 | 2.222% | 9.3944 | 93.9444 | 351.0556
10141103 | PMT | TRANSFORMADOR | PTS 14 | TRANSFORMADOR MARCA:DESTA POWER MATLA PTS 14 |  |  | Zavala |  |  | 34,73817 | -24,70649 | 100 | 33 | 0.4 | 3Φ | 2008 | DESTA POWER MATLA | 10669202/05 | 763 | 45 | 618.03 | 144.97 | 144970 |  | 36 | 38.15 | 38150 | 724.85 | 2.222% | 16.1078 | 161.0778 | 601.9222
10141103 | PMT | TRANSFORMADOR | PT 274R | TRANSFORMADOR MARCA:Puwels Trafo PT 274R |  |  | Muhlaze |  |  | 32,522311 | -25,832251 | 160 | 33 | 0.4 | 3Φ | 2008 | Puwels Trafo | 11110902895 | 991 | 45 | 802.71 | 188.29 | 188290 |  | 36 | 49.55 | 49550 | 941.45 | 2.222% | 20.9211 | 209.2111 | 781.7889
10141103 | PMT | TRANSFORMADOR | PTS 1127 | TRANSFORMADOR MARCA:Zent PTS 1127 |  |  | MATOLA |  |  | 32,39204 | -25,84831 | 100 | 33 | 0.4 | 3Φ | 2008 | Zent | 100421013 | 763 | 45 | 618.03 | 144.97 | 144970 |  | 36 | 38.15 | 38150 | 724.85 | 2.222% | 16.1078 | 161.0778 | 601.9222
10141103 | PMT | TRANSFORMADOR | PT 650 | TRANSFORMADOR MARCA:Desta Power Matla PT 650 |  |  | Manhica |  |  | 32,7808768 | -25,4101375 | 32 | 33 | 0.4 | 3Φ | 2008 | Desta Power Matla | 10669404/03 | 643 | 45 | 520.83 | 122.17 | 122170 |  | 36 | 32.15 | 32150 | 610.85 | 2.222% | 13.5744 | 135.7444 | 507.2556
10141103 | PMT | TRANSFORMADOR | PT 634 | TRANSFORMADOR MARCA:ABB PT 634 |  |  | Manhica |  |  | 32,769877 | -25,448320 | 100 | 33 | 0.4 | 3Φ | 2008 | ABB | T-27507 | 763 | 45 | 618.03 | 144.97 | 144970 |  | 36 | 38.15 | 38150 | 724.85 | 2.222% | 16.1078 | 161.0778 | 601.9222
10141103 | PMT | TRANSFORMADOR | PT 637 | TRANSFORMADOR MARCA: PT 637 |  |  | Manhica |  |  | 32,767362 | -25,445345 | 100 | 33 | 0.4 | 3Φ | 2008 |  |  | 763 | 45 | 618.03 | 144.97 | 144970 |  | 36 | 38.15 | 38150 | 724.85 | 2.222% | 16.1078 | 161.0778 | 601.9222
10141103 | PMT | TRANSFORMADOR | PT 636 | TRANSFORMADOR MARCA:Desta Power Matla PT 636 |  |  | Manhica |  |  | 32,765767 | -25,443455 | 100 | 33 | 0.4 | 3Φ | 2008 | Desta Power Matla | 10669201/04 | 763 | 45 | 618.03 | 144.97 | 144970 |  | 36 | 38.15 | 38150 | 724.85 | 2.222% | 16.1078 | 161.0778 | 601.9222
10141103 | PMT | TRANSFORMADOR | PTS 05 | TRANSFORMADOR MARCA:Desta Power Matla PTS 05 |  |  | Inherrime |  |  | 35,19901 | -24,32683 | 32 | 33 | 0.4 | 1Φ | 2008 | Desta Power Matla | 10669404/05 | 643 | 45 | 520.83 | 122.17 | 122170 |  | 36 | 32.15 | 32150 | 610.85 | 2.222% | 13.5744 | 135.7444 | 507.2556
10141103 | PMT | TRANSFORMADOR | PTS 09 | TRANSFORMADOR MARCA:Desta Power Matla PTS 09 |  |  | Inherrime |  |  | 35,01185 | -24,49707 | 50 | 33 | 0.4 | 3Φ | 2008 | Desta Power Matla | 10669001/02 | 643 | 45 | 520.83 | 122.17 | 122170 |  | 36 | 32.15 | 32150 | 610.85 | 2.222% | 13.5744 | 135.7444 | 507.2556
10141103 | PMT | TRANSFORMADOR | PTS 09 | TRANSFORMADOR MARCA:Desta Power Matla PTS 09 |  |  | Homoine |  |  | 35,17796 | -23,88204 | 32 | 33 | 0.4 | 1Φ | 2008 | Desta Power Matla | 10657401/20 | 643 | 45 | 520.83 | 122.17 | 122170 |  | 36 | 32.15 | 32150 | 610.85 | 2.222% | 13.5744 | 135.7444 | 507.2556
10141103 | PMT | TRANSFORMADOR | PT 211R | TRANSFORMADOR MARCA:Desta Power Matla PT 211R |  |  | Cumbeza |  |  | 32,586645 | -25,8188671 | 100 | 33 | 0.4 | 3Φ | 2008 | Desta Power Matla | 10669202/03 | 763 | 45 | 618.03 | 144.97 | 144970 |  | 36 | 38.15 | 38150 | 724.85 | 2.222% | 16.1078 | 161.0778 | 601.9222
10141103 | PMT | TRANSFORMADOR | PT 214R | TRANSFORMADOR MARCA:Desta Power Matla PT 214R |  |  | Cumbeza |  |  | 32,5896197 | -25,8217779 | 160 | 33 | 0.4 | 3Φ | 2008 | Desta Power Matla | 20658003/02 | 991 | 45 | 802.71 | 188.29 | 188290 |  | 36 | 49.55 | 49550 | 941.45 | 2.222% | 20.9211 | 209.2111 | 781.7889
10141103 | PMT | TRANSFORMADOR | AGXX/PTS0001 | TRANSFORMADOR MARCA:EAST INDIA AGXX/PTS0001 AGXX/PTS0001 | B.Chicumbane Campo | AGXX/PTS0001 | CHISSANO | Gaza |  | 24º 58.374 | 033º 33.025 | 200 | 33 | 0.4 | 3 | 2008 | EAST INDIA | 2058/2 | 991 | 45 | 802.71 | 188.29 | 188290 |  | 36 | 49.55 | 49550 | 941.45 | 2.222% | 20.9211 | 209.2111 | 781.7889
10141103 | PMT | TRANSFORMADOR | AGXX/PTS0012 | TRANSFORMADOR MARCA:DPM AGXX/PTS0012 AGXX/PTS0012 | Nguenha Chissano Curvca (Monofasico) | AGXX/PTS0012 | CHISSANO | Gaza |  | 24º 55.551 | 033º 23.104 | 32 | 33 | 0.4 | 3 | 2008 | DPM | 10669403/04 | 643 | 45 | 520.83 | 122.17 | 122170 |  | 36 | 32.15 | 32150 | 610.85 | 2.222% | 13.5744 | 135.7444 | 507.2556
10141103 | PMT | TRANSFORMADOR | AGXX/PTS0020 | TRANSFORMADOR MARCA:ABB AGXX/PTS0020 AGXX/PTS0020 | Bairro 2 Aldeia Julius Nyerere | AGXX/PTS0020 | CHISSANO | Gaza |  | 24º 53.524 | 033º 30.548 | 160 | 33 | 0.4 | 3 | 2008 | ABB | T-27529 | 991 | 45 | 802.71 | 188.29 | 188290 |  | 36 | 49.55 | 49550 | 941.45 | 2.222% | 20.9211 | 209.2111 | 781.7889
10141103 | PMT | TRANSFORMADOR | AGXX/PTS0028 | TRANSFORMADOR MARCA:EAST INDIA AGXX/PTS0028 AGXX/PTS0028 | Chicumbane Bairro 1 Muthemba | AGXX/PTS0028 | ZONGOENE | Gaza |  | 24º 59.234 | 033º 32.462 | 200 | 33 | 0.4 | 3 | 2008 | EAST INDIA | 2058/5 | 991 | 45 | 802.71 | 188.29 | 188290 |  | 36 | 49.55 | 49550 | 941.45 | 2.222% | 20.9211 | 209.2111 | 781.7889
10141103 | PMT | TRANSFORMADOR | AGXX/PTS0029 | TRANSFORMADOR MARCA:EAST INDIA AGXX/PTS0029 AGXX/PTS0029 | OMM Bairro 4 Chicumbane | AGXX/PTS0029 | ZONGOENE | Gaza |  | 24º 59.429 | 033º 31.345 | 200 | 33 | 0.4 | 3 | 2008 | EAST INDIA | 2057/5 | 991 | 45 | 802.71 | 188.29 | 188290 |  | 36 | 49.55 | 49550 | 941.45 | 2.222% | 20.9211 | 209.2111 | 781.7889
10141103 | PMT | TRANSFORMADOR | AGXX/PTS0034 | TRANSFORMADOR MARCA:EAST INDIA AGXX/PTS0034 AGXX/PTS0034 | Vlademir Bairro 1 | AGXX/PTS0034 | ZONGOENE | Gaza |  | 24º 01.673 | 033º 29.192 | 200 | 33 | 0.4 | 3 | 2008 | EAST INDIA | 2056/13 | 991 | 45 | 802.71 | 188.29 | 188290 |  | 36 | 49.55 | 49550 | 941.45 | 2.222% | 20.9211 | 209.2111 | 781.7889
10141103 | PMT | TRANSFORMADOR | AGCDG/PTS0125 | TRANSFORMADOR MARCA:DPM AGCDG/PTS0125 AGCDG/PTS0125 | Nhantsembene | AGCDG/PTS0125 | CHIDENGUELE [USC] | Gaza |  | 24º 58.970 | 033º 53.218 | 160 | 33 | 0.4 | 3 | 2008 | DPM | 20667902/03 | 991 | 45 | 802.71 | 188.29 | 188290 |  | 36 | 49.55 | 49550 | 941.45 | 2.222% | 20.9211 | 209.2111 | 781.7889
10141103 | PMT | TRANSFORMADOR | AGCDG/PTS0126 | TRANSFORMADOR MARCA:DPM AGCDG/PTS0126 AGCDG/PTS0126 | Selevene Nhamavila (Monof) | AGCDG/PTS0126 | CHIDENGUELE [USC] | Gaza |  | 24º 58.970 | 033º 52.218 | 32 | 33 | 0.4 | 3 | 2008 | DPM | NO SERIAL | 643 | 45 | 520.83 | 122.17 | 122170 |  | 36 | 32.15 | 32150 | 610.85 | 2.222% | 13.5744 | 135.7444 | 507.2556
10141103 | PMT | TRANSFORMADOR | AGCDG/PTS0127 | TRANSFORMADOR MARCA:ABB AGCDG/PTS0127 AGCDG/PTS0127 | Nhamavila | AGCDG/PTS0127 | GESTÃO - USC DE CHIDENGUELE | Gaza |  | 24º 59.653 | 033º 56.168 | 50 | 33 | 0.4 | 3 | 2008 | ABB | T-27484 | 643 | 45 | 520.83 | 122.17 | 122170 |  | 36 | 32.15 | 32150 | 610.85 | 2.222% | 13.5744 | 135.7444 | 507.2556
10141103 | PMT | TRANSFORMADOR | AGCDG/PTS0347 | TRANSFORMADOR MARCA:EAST INDIA AGCDG/PTS0347 AGCDG/PTS0347 | Nhandimo Chidenguele | AGCDG/PTS0347 | GESTÃO - USC DE CHIDENGUELE | Gaza |  | 24º 55.150 | 034º 15.209 | 50 | 33 | 0.4 | 3 | 2008 | EAST INDIA | 2056/7 | 643 | 45 | 520.83 | 122.17 | 122170 |  | 36 | 32.15 | 32150 | 610.85 | 2.222% | 13.5744 | 135.7444 | 507.2556
10141103 | PMT | TRANSFORMADOR | AGCDG/PTS0348 | TRANSFORMADOR MARCA:EAST INDIA AGCDG/PTS0348 AGCDG/PTS0348 | Magumeto Chidenguele | AGCDG/PTS0348 | GESTÃO - USC DE CHIDENGUELE | Gaza |  | 24º 51.176 | 034º 22.967 | 50 | 33 | 0.4 | 3 | 2008 | EAST INDIA | 2056/6 | 643 | 45 | 520.83 | 122.17 | 122170 |  | 36 | 32.15 | 32150 | 610.85 | 2.222% | 13.5744 | 135.7444 | 507.2556
10141103 | PMT | TRANSFORMADOR | AGCDG/PTS0349 | TRANSFORMADOR MARCA:EAST INDIA AGCDG/PTS0349 AGCDG/PTS0349 | Chemanie Chidenguele | AGCDG/PTS0349 | GESTÃO - USC DE CHIDENGUELE | Gaza |  | 24º 55.339 | 034º 10.465 | 50 | 33 | 0.4 | 3 | 2008 | EAST INDIA | NO SERIAL | 643 | 45 | 520.83 | 122.17 | 122170 |  | 36 | 32.15 | 32150 | 610.85 | 2.222% | 13.5744 | 135.7444 | 507.2556
10141103 | PMT | TRANSFORMADOR | AGXX/PTS0162 | TRANSFORMADOR MARCA:ABB AGXX/PTS0162 AGXX/PTS0162 | Missão Chongoene | AGXX/PTS0162 | CHIBUTO / MANJACAZE | Gaza |  | 24° 59.783 | 033° 46.755 | 160 | 33 | 0.4 | 3 | 2008 | ABB | T-27522 | 991 | 45 | 802.71 | 188.29 | 188290 |  | 36 | 49.55 | 49550 | 941.45 | 2.222% | 20.9211 | 209.2111 | 781.7889
10141103 | PMT | TRANSFORMADOR | AGXX/PTS0163 | TRANSFORMADOR MARCA:DPM AGXX/PTS0163 AGXX/PTS0163 | Nhokuene Trifasico. Armenio | AGXX/PTS0163 | CHIBUTO / MANJACAZE | Gaza |  | 24° 59.236 | 033° 46.213 | 100 | 33 | 0.4 | 3 | 2008 | DPM | 10576102/01 | 763 | 45 | 618.03 | 144.97 | 144970 |  | 36 | 38.15 | 38150 | 724.85 | 2.222% | 16.1078 | 161.0778 | 601.9222
10141103 | PMT | TRANSFORMADOR | AGXX/PTS0166 | TRANSFORMADOR MARCA:EAST INDIA AGXX/PTS0166 AGXX/PTS0166 | Siaia Irmas | AGXX/PTS0166 | CHIBUTO / MANJACAZE | Gaza |  | 24° 57.793 | 033° 45.255 | 100 | 33 | 0.4 | 3 | 2008 | EAST INDIA | 2057/7 | 763 | 45 | 618.03 | 144.97 | 144970 |  | 36 | 38.15 | 38150 | 724.85 | 2.222% | 16.1078 | 161.0778 | 601.9222
10141103 | PMT | TRANSFORMADOR | AGXX/PTS0170 | TRANSFORMADOR MARCA:DPM AGXX/PTS0170 AGXX/PTS0170 | Nhacutse bairro 5 | AGXX/PTS0170 | CHIBUTO / MANJACAZE | Gaza |  | 24° 54.062 | 033° 43.454 | 250 | 33 | 0.4 | 3 | 2008 | DPM | 20658201/02 | 991 | 45 | 802.71 | 188.29 | 188290 |  | 36 | 49.55 | 49550 | 941.45 | 2.222% | 20.9211 | 209.2111 | 781.7889
10141103 | PMT | TRANSFORMADOR | AGXX/PTS0171 | TRANSFORMADOR MARCA:DPM AGXX/PTS0171 AGXX/PTS0171 | Nhacutse bairro 4 | AGXX/PTS0171 | CHIBUTO / MANJACAZE | Gaza |  | 24° 54.109 | 033° 43.033 | 160 | 33 | 0.4 | 3 | 2008 | DPM | 20658005/03 | 991 | 45 | 802.71 | 188.29 | 188290 |  | 36 | 49.55 | 49550 | 941.45 | 2.222% | 20.9211 | 209.2111 | 781.7889
10141103 | PMT | TRANSFORMADOR | AGXX/PTS0173 | TRANSFORMADOR MARCA:DPM AGXX/PTS0173 AGXX/PTS0173 | Nhacutse bairro 3 | AGXX/PTS0173 | CHIBUTO / MANJACAZE | Gaza |  | 24° 53.819 | 033° 42.772 | 160 | 33 | 0.4 | 3 | 2008 | DPM | 20658005/01 | 991 | 45 | 802.71 | 188.29 | 188290 |  | 36 | 49.55 | 49550 | 941.45 | 2.222% | 20.9211 | 209.2111 | 781.7889
10141103 | PMT | TRANSFORMADOR | AGXX/PTS0174 | TRANSFORMADOR MARCA:DPM AGXX/PTS0174 AGXX/PTS0174 | Nhacutse bairro 2 | AGXX/PTS0174 | CHIBUTO / MANJACAZE | Gaza |  | 24° 54.165 | 033° 42.561 | 250 | 33 | 0.4 | 3 | 2008 | DPM | 20658201/01 | 991 | 45 | 802.71 | 188.29 | 188290 |  | 36 | 49.55 | 49550 | 941.45 | 2.222% | 20.9211 | 209.2111 | 781.7889
10141103 | PMT | TRANSFORMADOR | AGXX/PTS0175 | TRANSFORMADOR MARCA:DPM AGXX/PTS0175 AGXX/PTS0175 | Nhacutse bairro 2 | AGXX/PTS0175 | CHIBUTO / MANJACAZE | Gaza |  | 24° 41.418 | 033° 42.591 | 50 | 33 | 0.4 | 3 | 2008 | DPM | 10669002/14 | 643 | 45 | 520.83 | 122.17 | 122170 |  | 36 | 32.15 | 32150 | 610.85 | 2.222% | 13.5744 | 135.7444 | 507.2556
10141103 | PMT | TRANSFORMADOR | AGXX/PTS0176 | TRANSFORMADOR MARCA:DPM AGXX/PTS0176 AGXX/PTS0176 | Nhacutse bairro 1 | AGXX/PTS0176 | CHIBUTO / MANJACAZE | Gaza |  | 24° 53.823 | 033° 42.217 | 160 | 33 | 0.4 | 3 | 2008 | DPM | 20658002/02 | 991 | 45 | 802.71 | 188.29 | 188290 |  | 36 | 49.55 | 49550 | 941.45 | 2.222% | 20.9211 | 209.2111 | 781.7889
10141103 | PMT | TRANSFORMADOR | AGXX/PTS0177 | TRANSFORMADOR MARCA:DPM AGXX/PTS0177 AGXX/PTS0177 | Nhacutse bairro 1 | AGXX/PTS0177 | CHIBUTO / MANJACAZE | Gaza |  | 24° 53.497 | 033° 42.175 | 250 | 33 | 0.4 | 3 | 2008 | DPM | 20658202/01 | 991 | 45 | 802.71 | 188.29 | 188290 |  | 36 | 49.55 | 49550 | 941.45 | 2.222% | 20.9211 | 209.2111 | 781.7889
10141103 | PMT | TRANSFORMADOR | AGXX/PTS0179 | TRANSFORMADOR MARCA:EAST INDIA AGXX/PTS0179 AGXX/PTS0179 | Bungane Escola | AGXX/PTS0179 | CHIBUTO / MANJACAZE | Gaza |  | 24° 49.488 | 033° 41.843 | 50 | 33 | 0.4 | 3 | 2008 | EAST INDIA | 2056/4 | 643 | 45 | 520.83 | 122.17 | 122170 |  | 36 | 32.15 | 32150 | 610.85 | 2.222% | 13.5744 | 135.7444 | 507.2556
10141103 | PMT | TRANSFORMADOR | AGCBT/PTS0226 | TRANSFORMADOR MARCA:DPM AGCBT/PTS0226 AGCBT/PTS0226 | Mokhotuene 1 | AGCBT/PTS0226 | GESTÃO ZSC DE CHIBUTO | Gaza |  | 24° 41.401 | 033° 24.991 | 160 | 33 | 0.4 | 3 | 2008 | DPM | 20858007/02 | 991 | 45 | 802.71 | 188.29 | 188290 |  | 36 | 49.55 | 49550 | 941.45 | 2.222% | 20.9211 | 209.2111 | 781.7889
10141103 | PMT | TRANSFORMADOR | AGCBT/PTS0228 | TRANSFORMADOR MARCA:DPM AGCBT/PTS0228 AGCBT/PTS0228 | Mukhotuene 3 | AGCBT/PTS0228 | GESTÃO ZSC DE CHIBUTO | Gaza |  | 24° 40.858 | 033° 24.064 | 160 | 33 | 0.4 | 3 | 2008 | DPM | 20658002/04 | 991 | 45 | 802.71 | 188.29 | 188290 |  | 36 | 49.55 | 49550 | 941.45 | 2.222% | 20.9211 | 209.2111 | 781.7889
10141103 | PMT | TRANSFORMADOR | AGCBT/PTS0229 | TRANSFORMADOR MARCA:DPM AGCBT/PTS0229 AGCBT/PTS0229 | Mukotuene 4 | AGCBT/PTS0229 | GESTÃO ZSC DE CHIBUTO | Gaza |  | 24° 40.669 | 033° 23.815 | 160 | 33 | 0.4 | 3 | 2008 | DPM | 20658001/05 | 991 | 45 | 802.71 | 188.29 | 188290 |  | 36 | 49.55 | 49550 | 941.45 | 2.222% | 20.9211 | 209.2111 | 781.7889
10141103 | PMT | TRANSFORMADOR | AGMJC/PTS0241 | TRANSFORMADOR MARCA:EAST INDIA AGMJC/PTS0241 AGMJC/PTS0241 | Eduardo Mondlane | AGMJC/PTS0241 | GESTÃO - ZSC DE MANJACAZE | Gaza |  | 24° 42.071 | 033° 53.306 | 200 | 33 | 0.4 | 3 | 2008 | EAST INDIA | 2058/8 | 991 | 45 | 802.71 | 188.29 | 188290 |  | 36 | 49.55 | 49550 | 941.45 | 2.222% | 20.9211 | 209.2111 | 781.7889
10141103 | PMT | TRANSFORMADOR | AGMJC/PTS0243 | TRANSFORMADOR MARCA:EAST INDIA AGMJC/PTS0243 AGMJC/PTS0243 | Pinda B | AGMJC/PTS0243 | GESTÃO - ZSC DE MANJACAZE | Gaza |  | 24° 41.473 | 033° 53.557 | 200 | 33 | 0.4 | 3 | 2008 | EAST INDIA | 2058/2 | 991 | 45 | 802.71 | 188.29 | 188290 |  | 36 | 49.55 | 49550 | 941.45 | 2.222% | 20.9211 | 209.2111 | 781.7889
10141103 | PMT | TRANSFORMADOR | AGMJC/PTS0244 | TRANSFORMADOR MARCA:EAST INDIA AGMJC/PTS0244 AGMJC/PTS0244 | Mausse | AGMJC/PTS0244 | GESTÃO - ZSC DE MANJACAZE | Gaza |  | 24° 40.475 | 033° 55.471 | 100 | 33 | 0.4 | 3 | 2008 | EAST INDIA | 2057/6 | 763 | 45 | 618.03 | 144.97 | 144970 |  | 36 | 38.15 | 38150 | 724.85 | 2.222% | 16.1078 | 161.0778 | 601.9222
10141103 | PMT | TRANSFORMADOR | AGMJC/PTS0247 | TRANSFORMADOR MARCA:EAST INDIA AGMJC/PTS0247 AGMJC/PTS0247 | Bocodane | AGMJC/PTS0247 | GESTÃO - ZSC DE MANJACAZE | Gaza |  | 24° 38.492 | 033° 59.336 | 100 | 33 | 0.4 | 3 | 2008 | EAST INDIA | 2057/14 | 763 | 45 | 618.03 | 144.97 | 144970 |  | 36 | 38.15 | 38150 | 724.85 | 2.222% | 16.1078 | 161.0778 | 601.9222
10141103 | PMT | TRANSFORMADOR | AGMJC/PTS0248 | TRANSFORMADOR MARCA:EAST INDIA AGMJC/PTS0248 AGMJC/PTS0248 | Machachuvane | AGMJC/PTS0248 | GESTÃO - ZSC DE MANJACAZE | Gaza |  | 24° 40.258 | 033° 59.573 | 50 | 33 | 0.4 | 3 | 2008 | EAST INDIA | 2056/7 | 643 | 45 | 520.83 | 122.17 | 122170 |  | 36 | 32.15 | 32150 | 610.85 | 2.222% | 13.5744 | 135.7444 | 507.2556
10141103 | PMT | TRANSFORMADOR | AGMJC/PTS0250 | TRANSFORMADOR MARCA:EAST INDIA AGMJC/PTS0250 AGMJC/PTS0250 | Chibonzane Aldeia | AGMJC/PTS0250 | GESTÃO - ZSC DE MANJACAZE | Gaza |  | 24° 40.292 | 033° 04.254 | 50 | 33 | 0.4 | 3 | 2008 | EAST INDIA | 2056/10 | 643 | 45 | 520.83 | 122.17 | 122170 |  | 36 | 32.15 | 32150 | 610.85 | 2.222% | 13.5744 | 135.7444 | 507.2556
10141103 | PMT | TRANSFORMADOR | AGMJC/PTS0251 | TRANSFORMADOR MARCA:EAST INDIA AGMJC/PTS0251 AGMJC/PTS0251 | Chibonzane Escola | AGMJC/PTS0251 | GESTÃO - ZSC DE MANJACAZE | Gaza |  | 24° 40.024 | 034° 04683 | 50 | 33 | 0.4 | 3 | 2008 | EAST INDIA | 2056/15 | 643 | 45 | 520.83 | 122.17 | 122170 |  | 36 | 32.15 | 32150 | 610.85 | 2.222% | 13.5744 | 135.7444 | 507.2556
10141103 | PMT | TRANSFORMADOR | AGMJC/PTS0252 | TRANSFORMADOR MARCA:EAST INDIA AGMJC/PTS0252 AGMJC/PTS0252 | Massadzeni - Pedro Bule | AGMJC/PTS0252 | GESTÃO - ZSC DE MANJACAZE | Gaza |  | 24° 37.411 | 034° 08.137 | 200 | 33 | 0.4 | 3 | 2008 | EAST INDIA | 2058/16 | 991 | 45 | 802.71 | 188.29 | 188290 |  | 36 | 49.55 | 49550 | 941.45 | 2.222% | 20.9211 | 209.2111 | 781.7889
10141103 | PMT | TRANSFORMADOR | AGMJC/PTS0253 | TRANSFORMADOR MARCA:EAST INDIA AGMJC/PTS0253 AGMJC/PTS0253 | Chiguivitane | AGMJC/PTS0253 | GESTÃO - ZSC DE MANJACAZE | Gaza |  | 24° 37.788 | 034° 02.082 | 200 | 33 | 0.4 | 3 | 2008 | EAST INDIA | 2058/15 | 991 | 45 | 802.71 | 188.29 | 188290 |  | 36 | 49.55 | 49550 | 941.45 | 2.222% | 20.9211 | 209.2111 | 781.7889
10141103 | PMT | TRANSFORMADOR | AGMJC/PTS0254 | TRANSFORMADOR MARCA:EAST INDIA AGMJC/PTS0254 AGMJC/PTS0254 | Machulane | AGMJC/PTS0254 | GESTÃO - ZSC DE MANJACAZE | Gaza |  | 24° 35.170 | 034° 04.263 | 200 | 33 | 0.4 | 3 | 2008 | EAST INDIA | 2058/17 | 991 | 45 | 802.71 | 188.29 | 188290 |  | 36 | 49.55 | 49550 | 941.45 | 2.222% | 20.9211 | 209.2111 | 781.7889
10141103 | PMT | TRANSFORMADOR |  | TRANSFORMADOR MARCA:POWERTECH MONTEPUEZ | ZSCMP | MONTEPUEZ | MONTEPUEZ | Nacate Girimba |  | 13006’15,9” | 39000’35,4” | 100 | 33 | 0.4 | 3 | 2008 | POWERTECH | 10828101/04 | 763 | 45 | 618.03 | 144.97 | 144970 |  | 36 | 38.15 | 38150 | 724.85 | 2.222% | 16.1078 | 161.0778 | 601.9222
10141103 | PMT | TRANSFORMADOR |  | TRANSFORMADOR MARCA:EFACEC MONTEPUEZ | ZSCMP | MONTEPUEZ | MONTEPUEZ | Mini-bar Pedras |  | 13006’14,0” | 39000’15,7” | 100 | 33 | 0.4 | 3 | 2008 | EFACEC | K001529 | 763 | 45 | 618.03 | 144.97 | 144970 |  | 36 | 38.15 | 38150 | 724.85 | 2.222% | 16.1078 | 161.0778 | 601.9222
10141103 | PMT | TRANSFORMADOR |  | TRANSFORMADOR MARCA:POWERTECH MONTEPUEZ | ZSCMP | MONTEPUEZ | MONTEPUEZ | Nas instalacoes da Igreja Catolica de Mocimboa |  | 13006’46,1” | 39000’29,3” | 100 | 33 | 0.4 | 3 | 2008 | POWERTECH | 20865601/07 | 763 | 45 | 618.03 | 144.97 | 144970 |  | 36 | 38.15 | 38150 | 724.85 | 2.222% | 16.1078 | 161.0778 | 601.9222
10141103 | PMT | TRANSFORMADOR |  | TRANSFORMADOR MARCA:Ilegivel MONTEPUEZ | ZSCMP | MONTEPUEZ | MONTEPUEZ | Merige Localidade 05 |  | 13°07’32.9” | 38059’41,9” | 125 | 33 | 0.4 | 3 | 2008 | Ilegivel | Ilegivel | 763 | 45 | 618.03 | 144.97 | 144970 |  | 36 | 38.15 | 38150 | 724.85 | 2.222% | 16.1078 | 161.0778 | 601.9222
10141103 | PMT | TRANSFORMADOR |  | TRANSFORMADOR MARCA:T. MOCAMBIQ MONTEPUEZ | ZSCMP | MONTEPUEZ | MONTEPUEZ | Nicuapa |  | 13007’36,7” | 38059’27,2” | 315 | 33 | 0.4 | 3 | 2008 | T. MOCAMBIQ | 895533 | 1039 | 45 | 841.59 | 197.41 | 197410 |  | 36 | 51.95 | 51950 | 987.05 | 2.222% | 21.9344 | 219.3444 | 819.6556
10141103 | PMT | TRANSFORMADOR |  | TRANSFORMADOR MARCA:MOTRO MONTEPUEZ | ZSCMP | MONTEPUEZ | MONTEPUEZ | Namahaca 01 |  | 13007’43,0” | 38059’56,0” | 125 | 33 | 0.4 | 3 | 2008 | MOTRO | 7325 | 763 | 45 | 618.03 | 144.97 | 144970 |  | 36 | 38.15 | 38150 | 724.85 | 2.222% | 16.1078 | 161.0778 | 601.9222
10141103 | PMT | TRANSFORMADOR |  | TRANSFORMADOR MARCA:BEST MONTEPUEZ | ZSCMP | MONTEPUEZ | MONTEPUEZ | Namhaca 02 |  | 13007’28,3” | 39000’19,9” | 500 | 33 | 0.4 | 3 | 2008 | BEST | 46373 | 1200 | 45 | 972 | 228 | 228000 |  | 36 | 60 | 60000 | 1140 | 2.222% | 25.3333 | 253.3333 | 946.6667
10141103 | PMT | TRANSFORMADOR |  | TRANSFORMADOR MARCA:METRO MONTEPUEZ | ZSCMP | MONTEPUEZ | MONTEPUEZ | Namanhumbir estrada |  | 13007’13,5” | 39000’39,2” | 125 | 11 | 0.4 | 3 | 2008 | METRO | 8321 | 445 | 45 | 360.45 | 84.55 | 84550 |  | 36 | 22.25 | 22250 | 422.75 | 2.222% | 9.3944 | 93.9444 | 351.0556
10141103 | PMT | TRANSFORMADOR |  | TRANSFORMADOR MARCA:ASEA MONTEPUEZ | ZSCMP | MONTEPUEZ | MONTEPUEZ | Namanhumbir interior |  | 13007’25,6” | 39000’07,4” | 500 | 11 | 0.4 | 3 | 2008 | ASEA | 52061 | 1016 | 45 | 822.96 | 193.04 | 193040 |  | 36 | 50.8 | 50800 | 965.2 | 2.222% | 21.4489 | 214.4889 | 801.5111
10141103 | PMT | TRANSFORMADOR |  | TRANSFORMADOR MARCA:T. MOCAMBIQ MONTEPUEZ | ZSCMP | MONTEPUEZ | MONTEPUEZ | Nanhupo Escola |  | 13007’49,3” | 39000’20,4” | 200 | 11 | 0.4 | 3 | 2008 | T. MOCAMBIQ | 923100 | 572 | 45 | 463.32 | 108.68 | 108680 |  | 36 | 28.6 | 28600 | 543.4 | 2.222% | 12.0756 | 120.7556 | 451.2444
10141103 | PMT | TRANSFORMADOR |  | TRANSFORMADOR MARCA:ASTOR MONTEPUEZ | ZSCMP | MONTEPUEZ | MONTEPUEZ | Nanhupo Mercado |  | 13007’11,7” | 38059’33,4” | 100 | 11 | 0.4 | 3 | 2008 | ASTOR | 10-335 | 445 | 45 | 360.45 | 84.55 | 84550 |  | 36 | 22.25 | 22250 | 422.75 | 2.222% | 9.3944 | 93.9444 | 351.0556
10141103 | PMT | TRANSFORMADOR |  | TRANSFORMADOR MARCA:ABB MONTEPUEZ | ZSCMP | MONTEPUEZ | MONTEPUEZ | Mpuho |  | 13006’31,2” | 39000’27,5” | 50 | 11 | 0.4 | 3 | 2008 | ABB | 25337 | 381 | 45 | 308.61 | 72.39 | 72390 |  | 36 | 19.05 | 19050 | 361.95 | 2.222% | 8.0433 | 80.4333 | 300.5667
10141103 | PMT | TRANSFORMADOR |  | TRANSFORMADOR MARCA:TUSCO TRAFO MONTEPUEZ | ZSCMP | MONTEPUEZ | MONTEPUEZ | Marmonte 2 |  | 13007’22,3” | 38059’49,2” | 160 | 11 | 0.4 | 3 | 2008 | TUSCO TRAFO | 551151 | 572 | 45 | 463.32 | 108.68 | 108680 |  | 36 | 28.6 | 28600 | 543.4 | 2.222% | 12.0756 | 120.7556 | 451.2444
10141103 | PMT | TRANSFORMADOR |  | TRANSFORMADOR MARCA:TUSCO TRAFO MONTEPUEZ | ZSCMP | MONTEPUEZ | MONTEPUEZ | MUDUA 2 |  | 13007’08,6” | 38059’51,3” | 160 | 11 | 0.4 | 3 | 2008 | TUSCO TRAFO | 551152 | 572 | 45 | 463.32 | 108.68 | 108680 |  | 36 | 28.6 | 28600 | 543.4 | 2.222% | 12.0756 | 120.7556 | 451.2444
10141103 | PMT | TRANSFORMADOR |  | TRANSFORMADOR MARCA:POWERTECH MONTEPUEZ | ZSCMP | MONTEPUEZ | MONTEPUEZ | Mirige Localidade 02 |  | 13008’04,8” | 38059’05,4” | 100 | 33 | 0.4 | 3 | 2008 | POWERTECH | 10828001/03 | 763 | 45 | 618.03 | 144.97 | 144970 |  | 36 | 38.15 | 38150 | 724.85 | 2.222% | 16.1078 | 161.0778 | 601.9222
10141103 | PMT | TRANSFORMADOR |  | TRANSFORMADOR MARCA:Ilegivel MONTEPUEZ | ZSCMP | MONTEPUEZ | MONTEPUEZ | Napai-Estacao |  | 13008’12,5” | 38059’43,6” | 125 | 33 | 0.4 | 3 | 2008 | Ilegivel | Ilegivel | 763 | 45 | 618.03 | 144.97 | 144970 |  | 36 | 38.15 | 38150 | 724.85 | 2.222% | 16.1078 | 161.0778 | 601.9222
10141103 | PMT | TRANSFORMADOR |  | TRANSFORMADOR MARCA:FUJI TUSCO MONTEPUEZ | ZSCMP | MONTEPUEZ | MONTEPUEZ | Napai Embondeiro 01 |  | 13008’16,9” | 38059’31,4” | 100 | 11 | 0.4 | 3 | 2008 | FUJI TUSCO | 591282 | 445 | 45 | 360.45 | 84.55 | 84550 |  | 36 | 22.25 | 22250 | 422.75 | 2.222% | 9.3944 | 93.9444 | 351.0556
10141103 | PMT | TRANSFORMADOR |  | TRANSFORMADOR MARCA:FUJI TUSCO MONTEPUEZ | ZSCMP | MONTEPUEZ | MONTEPUEZ | Napai Assanina |  | 13007’56,1” | 38059’36,7” | 100 | 33 | 0.4 | 3 | 2008 | FUJI TUSCO | 591286 | 763 | 45 | 618.03 | 144.97 | 144970 |  | 36 | 38.15 | 38150 | 724.85 | 2.222% | 16.1078 | 161.0778 | 601.9222
10141103 | PMT | TRANSFORMADOR |  | TRANSFORMADOR MARCA:T. MOCAMBIQ MONTEPUEZ | ZSCMP | MONTEPUEZ | MONTEPUEZ | Marmonte |  | 13009’05,1” | 38059’25,4” | 160 | 33 | 0.4 | 3 | 2008 | T. MOCAMBIQ | 961690 | 991 | 45 | 802.71 | 188.29 | 188290 |  | 36 | 49.55 | 49550 | 941.45 | 2.222% | 20.9211 | 209.2111 | 781.7889
10141103 | PMT | TRANSFORMADOR |  | TRANSFORMADOR MARCA:TUSCO TRAFO MONTEPUEZ | ZSCMP | MONTEPUEZ | MONTEPUEZ | Nepara Cemiterio |  | 13007’25,0” | 39000’37,9” | 100 | 33 | 0.4 | 3 | 2008 | TUSCO TRAFO | 20265201/06 | 763 | 45 | 618.03 | 144.97 | 144970 |  | 36 | 38.15 | 38150 | 724.85 | 2.222% | 16.1078 | 161.0778 | 601.9222
10141103 | PMT | TRANSFORMADOR |  | TRANSFORMADOR MARCA:POWERTECH MONTEPUEZ | ZSCMP | MONTEPUEZ | MONTEPUEZ | Namuetho |  | 13007’41,6” | 39001’02,1” | 100 | 33 | 0.4 | 3 | 2008 | POWERTECH | 1510866501/10 | 763 | 45 | 618.03 | 144.97 | 144970 |  | 36 | 38.15 | 38150 | 724.85 | 2.222% | 16.1078 | 161.0778 | 601.9222
10141103 | PMT | TRANSFORMADOR |  | TRANSFORMADOR MARCA:ASTOR MONTEPUEZ | ZSCMP | MONTEPUEZ | MONTEPUEZ | Nicuapa |  | 13006’38,7” | 39004’29,8” | 50 | 33 | 0.4 | 3 | 2008 | ASTOR | 17-18311 | 643 | 45 | 520.83 | 122.17 | 122170 |  | 36 | 32.15 | 32150 | 610.85 | 2.222% | 13.5744 | 135.7444 | 507.2556
10141103 | PMT | TRANSFORMADOR |  | TRANSFORMADOR MARCA:Astor METORO | AGCUR | METORO | Chiure | Helvetas |  | S13.38556 | E39.79156 | 100 | 33 | 0.4 | 3 | 2008 | Astor | 17/12981 | 763 | 45 | 618.03 | 144.97 | 144970 |  | 36 | 38.15 | 38150 | 724.85 | 2.222% | 16.1078 | 161.0778 | 601.9222
10141103 | PMT | TRANSFORMADOR |  | TRANSFORMADOR MARCA:TUSCO TRAFO METORO | AGCUR | METORO | Chiure | Nahavara |  | S13.38552 | E39.78602 | 100 | 33 | 0.4 | 3 | 2008 | TUSCO TRAFO | 496316 | 763 | 45 | 618.03 | 144.97 | 144970 |  | 36 | 38.15 | 38150 | 724.85 | 2.222% | 16.1078 | 161.0778 | 601.9222
10141103 | PMT | TRANSFORMADOR |  | TRANSFORMADOR MARCA:PowerTech METORO | AGCUR | METORO | Chiure | Mucacata |  | 13°23'001 | 39°46'158,7 | 200 | 33 | 0.4 | 3 | 2008 | PowerTech | 20711102/01 | 991 | 45 | 802.71 | 188.29 | 188290 |  | 36 | 49.55 | 49550 | 941.45 | 2.222% | 20.9211 | 209.2111 | 781.7889
10141103 | PMT | TRANSFORMADOR |  | TRANSFORMADOR MARCA:TUSCO TRAFO METORO | AGCUR | METORO | Chiure | Alicora |  | 13023’00,1” | 39°47’52,1” | 100 | 33 | 0.4 | 3 | 2008 | TUSCO TRAFO | 11325-T4 | 763 | 45 | 618.03 | 144.97 | 144970 |  | 36 | 38.15 | 38150 | 724.85 | 2.222% | 16.1078 | 161.0778 | 601.9222
10141103 | PMT | TRANSFORMADOR |  | TRANSFORMADOR MARCA:EFACEC METORO | AGCUR | METORO | Chiure | Ntussia |  | 13°23.20,6 | 39°47'42,7 | 200 | 33 | 0.4 | 3 | 2008 | EFACEC | K00830003 | 991 | 45 | 802.71 | 188.29 | 188290 |  | 36 | 49.55 | 49550 | 941.45 | 2.222% | 20.9211 | 209.2111 | 781.7889
10141103 | PMT | TRANSFORMADOR |  | TRANSFORMADOR MARCA:TUSCO TRAFO METORO | AGCUR | METORO | Chiure | Montanha |  | S13.38556 | E39.79156 | 100 | 33 | 0.4 | 3 | 2008 | TUSCO TRAFO | 531080 | 763 | 45 | 618.03 | 144.97 | 144970 |  | 36 | 38.15 | 38150 | 724.85 | 2.222% | 16.1078 | 161.0778 | 601.9222
10141103 | PMT | TRANSFORMADOR |  | TRANSFORMADOR MARCA:EFACEC METORO | AGCUR | METORO | Chiure | Escola Secundaria de Kupe |  | S13.38305 | E39.78689 | 100 | 33 | 0.4 | 3 | 2008 | EFACEC | K005346.02 | 763 | 45 | 618.03 | 144.97 | 144970 |  | 36 | 38.15 | 38150 | 724.85 | 2.222% | 16.1078 | 161.0778 | 601.9222
10141103 | PMT | TRANSFORMADOR |  | TRANSFORMADOR MARCA:PowerTech METORO | AGCUR | METORO | Chiure | Cruz. Chiure Velho |  | S13.37163 | E39.77670 | 200 | 33 | 0.4 | 3 | 2008 | PowerTech | 1771003/01 | 991 | 45 | 802.71 | 188.29 | 188290 |  | 36 | 49.55 | 49550 | 941.45 | 2.222% | 20.9211 | 209.2111 | 781.7889
10141103 | PMT | TRANSFORMADOR |  | TRANSFORMADOR MARCA:TUSCO TRAFO METORO | AGCUR | METORO | Chiure | Administracao (Namige B) |  | S13.67545 | E39.84594 | 50 | 33 | 0.4 | 3 | 2008 | TUSCO TRAFO | 496322 | 643 | 45 | 520.83 | 122.17 | 122170 |  | 36 | 32.15 | 32150 | 610.85 | 2.222% | 13.5744 | 135.7444 | 507.2556
10141103 | PMT | TRANSFORMADOR |  | TRANSFORMADOR MARCA:TM METORO | AGCUR | METORO | Chiure | Cruzamento de Ocua (Aldeia Maurunga) |  | 590630 | 8492747 | 50 | 33 | 0.4 | 3 | 2008 | TM | 1410058 | 643 | 45 | 520.83 | 122.17 | 122170 |  | 36 | 32.15 | 32150 | 610.85 | 2.222% | 13.5744 | 135.7444 | 507.2556
10141103 | PMT | TRANSFORMADOR |  | TRANSFORMADOR MARCA:Tanalec METORO | USACB | METORO | Ancuabe | Cimento, PT Escritorio |  | 13006’18,3” | 39052’22,8” | 160 | 33 | 0.4 | 3 | 2008 | Tanalec | T - 38089 | 991 | 45 | 802.71 | 188.29 | 188290 |  | 36 | 49.55 | 49550 | 941.45 | 2.222% | 20.9211 | 209.2111 | 781.7889
10141103 | PMT | TRANSFORMADOR |  | TRANSFORMADOR MARCA:TUSCO TRAFO METORO | USACB | METORO | Ancuabe | Irmas Metoro |  | 13006’27,3” | 39052’46,6” | 50 | 33 | 0.4 | 3 | 2008 | TUSCO TRAFO | 496308 | 643 | 45 | 520.83 | 122.17 | 122170 |  | 36 | 32.15 | 32150 | 610.85 | 2.222% | 13.5744 | 135.7444 | 507.2556
10141103 | PMT | TRANSFORMADOR |  | TRANSFORMADOR MARCA:TM METORO | USNMP | METORO | METORO | Namapa Palacio (Escritorio) |  | S13.71574 | E39.81366 | 200 | 33 | 0.4 | 3 | 2008 | TM | 923130 | 991 | 45 | 802.71 | 188.29 | 188290 |  | 36 | 49.55 | 49550 | 941.45 | 2.222% | 20.9211 | 209.2111 | 781.7889
10141103 | PMT | TRANSFORMADOR |  | TRANSFORMADOR MARCA:Astor METORO | USNMP | METORO | METORO | Namapa Retiro |  | S13.71566 | E39.82299 | 50 | 33 | 0.4 | 3 | 2008 | Astor | 17-13042 | 643 | 45 | 520.83 | 122.17 | 122170 |  | 36 | 32.15 | 32150 | 610.85 | 2.222% | 13.5744 | 135.7444 | 507.2556
10141103 | PMT | TRANSFORMADOR |  | TRANSFORMADOR MARCA:TM METORO | USNMP | METORO | METORO | Namapa Chouvar |  | S13.70749 | E39.83066 | 100 | 33 | 0.4 | 3 | 2008 | TM | 961693 | 763 | 45 | 618.03 | 144.97 | 144970 |  | 36 | 38.15 | 38150 | 724.85 | 2.222% | 16.1078 | 161.0778 | 601.9222
10141103 | PMT | TRANSFORMADOR |  | TRANSFORMADOR MARCA:TM METORO | USNMP | METORO | METORO | Mercado Central |  | S13.71391 | E39.83360 | 200 | 33 | 0.4 | 3 | 2008 | TM | 923130 | 991 | 45 | 802.71 | 188.29 | 188290 |  | 36 | 49.55 | 49550 | 941.45 | 2.222% | 20.9211 | 209.2111 | 781.7889
10141103 | PMT | TRANSFORMADOR | 41 | TRANSFORMADOR MARCA:TM NACALA 41 |  | NACALA | Nacala-Porto | PTS Nacucha |  | 14°46.432 | 40°43.394 | 50 | 33KV | 400V | 3 | 2008 | TM | 892487 | 643 | 45 | 520.83 | 122.17 | 122170 |  | 36 | 32.15 | 32150 | 610.85 | 2.222% | 13.5744 | 135.7444 | 507.2556
10141103 | PMT | TRANSFORMADOR | PTS | TRANSFORMADOR MARCA:DPM Inhambane PTS |  | Inhambane | Inhambane |  |  | 35,40238 | -23,90251 | 100 | 33 | 0.4 | 3Φ | 2008 | DPM | 10669201/05 | 763 | 45 | 618.03 | 144.97 | 144970 |  | 36 | 38.15 | 38150 | 724.85 | 2.222% | 16.1078 | 161.0778 | 601.9222
10141103 | PMT | TRANSFORMADOR | PTS 37 | TRANSFORMADOR MARCA:DPM Inhambane PTS 37 |  | Inhambane | Inhambane |  |  | 35,40334 | -23,90568 | 100 | 33 | 0.4 | 3Φ | 2008 | DPM | 10669202/01 | 763 | 45 | 618.03 | 144.97 | 144970 |  | 36 | 38.15 | 38150 | 724.85 | 2.222% | 16.1078 | 161.0778 | 601.9222
10141103 | PMT | TRANSFORMADOR | No Label | TRANSFORMADOR MARCA:DPM Inhambane No Label |  | Inhambane | Inhambane |  |  | 35,40060 | -23,92917 | 50 | 33 | 0.4 | 3Φ | 2008 | DPM | 10669002/26 | 643 | 45 | 520.83 | 122.17 | 122170 |  | 36 | 32.15 | 32150 | 610.85 | 2.222% | 13.5744 | 135.7444 | 507.2556
10141103 | PMT | TRANSFORMADOR | PTS 297 | TRANSFORMADOR MARCA:Alstom PTS 297 PTS 297 |  | PTS 297 | BOANE |  |  | 32,41532 | -25,01154 | 250 | 33 | 0.4 | 3Φ | 2008 | Alstom | 03174/13/001 | 991 | 45 | 802.71 | 188.29 | 188290 |  | 36 | 49.55 | 49550 | 941.45 | 2.222% | 20.9211 | 209.2111 | 781.7889
10141103 | PMT | TRANSFORMADOR | PTS 301 | TRANSFORMADOR MARCA:Alstom PTS 301 PTS 301 |  | PTS 301 | BOANE |  |  | 32,42678 | -25,01571 | 160 | 33 | 0.4 | 3Φ | 2008 | Alstom | 31741/11/001 | 991 | 45 | 802.71 | 188.29 | 188290 |  | 36 | 49.55 | 49550 | 941.45 | 2.222% | 20.9211 | 209.2111 | 781.7889
10141103 | PMT | TRANSFORMADOR | PTS 296 | TRANSFORMADOR MARCA:Alstom PTS 296 PTS 296 |  | PTS 296 | BOANE |  |  | 32,41346 | -25,01617 | 160 | 33 | 0.4 | 3Φ | 2008 | Alstom | 031711/11/004 | 991 | 45 | 802.71 | 188.29 | 188290 |  | 36 | 49.55 | 49550 | 941.45 | 2.222% | 20.9211 | 209.2111 | 781.7889
10141103 | PMT | TRANSFORMADOR | PTS 502 | TRANSFORMADOR MARCA:Alstom PTS 502 PTS 502 |  | PTS 502 | BOANE |  |  | 32,40581 | -25,99826 | 250 | 33 | 0.4 | 3Φ | 2008 | Alstom | 031744/13/002 | 991 | 45 | 802.71 | 188.29 | 188290 |  | 36 | 49.55 | 49550 | 941.45 | 2.222% | 20.9211 | 209.2111 | 781.7889
10141103 | PMT | TRANSFORMADOR | PT 272 | TRANSFORMADOR MARCA:ALSTOM PT 272 PT 272 |  | PT 272 | Mahotas |  |  |  |  | 500 | 11 | 0.4 | 3Ø | 2008 | ALSTOM | 113060 | 1016 | 45 | 822.96 | 193.04 | 193040 |  | 36 | 50.8 | 50800 | 965.2 | 2.222% | 21.4489 | 214.4889 | 801.5111
10141103 | PMT | TRANSFORMADOR | PTS 177 | TRANSFORMADOR MARCA:ALSTOM PTS 177 PTS 177 |  | PTS 177 | Mahotas |  |  |  |  | 500 | 11 | 0.4 | 3Ø | 2008 | ALSTOM | 01136/3M | 1016 | 45 | 822.96 | 193.04 | 193040 |  | 36 | 50.8 | 50800 | 965.2 | 2.222% | 21.4489 | 214.4889 | 801.5111
10141103 | PMT | TRANSFORMADOR | PT 278 | TRANSFORMADOR MARCA:ALSTOM PT 278 PT 278 |  | PT 278 | Mahotas |  |  |  |  | 500 | 11 | 0.4 | 3Ø | 2008 | ALSTOM | 0113605M | 1016 | 45 | 822.96 | 193.04 | 193040 |  | 36 | 50.8 | 50800 | 965.2 | 2.222% | 21.4489 | 214.4889 | 801.5111
10141103 | PMT | TRANSFORMADOR | PT 307 | TRANSFORMADOR MARCA:DPM PT 307 PT 307 |  | PT 307 | Mahotas |  |  | 32.659933 | -25.890831 | 160 | 11 | 0.4 | 3Ø | 2008 | DPM | 20657901/02 | 572 | 45 | 463.32 | 108.68 | 108680 |  | 36 | 28.6 | 28600 | 543.4 | 2.222% | 12.0756 | 120.7556 | 451.2444
10141103 | PMT | TRANSFORMADOR | PTS 165 | TRANSFORMADOR MARCA:DPM PTS 165 PTS 165 |  | PTS 165 | Mahotas |  |  | 32.619066 | -25.902918 | 315 | 11 | 0.4 | 3Ø | 2008 | DPM | DC0013/0176 | 840 | 45 | 680.4 | 159.6 | 159600 |  | 36 | 42 | 42000 | 798 | 2.222% | 17.7333 | 177.3333 | 662.6667
10141103 | PMT | TRANSFORMADOR | PT 240R (A) | TRANSFORMADOR MARCA:DPM PT 240R (A) PT 240R (A) |  | PT 240R (A) | Mateque |  |  | 32.637826 | -25.816340 | 160 | 33 | 0.4 | 3Ø | 2008 | DPM | 20658002/03 | 991 | 45 | 802.71 | 188.29 | 188290 |  | 36 | 49.55 | 49550 | 941.45 | 2.222% | 20.9211 | 209.2111 | 781.7889
10141103 | PMT | TRANSFORMADOR | PT 368R | TRANSFORMADOR MARCA:DPM PT 368R PT 368R |  | PT 368R | Macaneta |  |  | 32.730344 | -25.670534 | 50 | 33 | 0.4 | 3Ø | 2008 | DPM | 10669002/20 | 643 | 45 | 520.83 | 122.17 | 122170 |  | 36 | 32.15 | 32150 | 610.85 | 2.222% | 13.5744 | 135.7444 | 507.2556
10141103 | PMT | TRANSFORMADOR | PT 249R | TRANSFORMADOR MARCA:DPM PT 249R PT 249R |  | PT 249R | Mapulango |  |  | 32.640260 | -25.746752 | 100 | 33 | 0.4 | 3Ø | 2008 | DPM | 10669201/01 | 763 | 45 | 618.03 | 144.97 | 144970 |  | 36 | 38.15 | 38150 | 724.85 | 2.222% | 16.1078 | 161.0778 | 601.9222
10141103 | PMT | TRANSFORMADOR | PT 148R | TRANSFORMADOR MARCA:ABB PT 148R PT 148R |  | PT 148R | Zimpeto |  |  | 32.569504 | -25.862003 | 200 | 33 | 0.4 | 3Ø | 2008 | ABB | T-27548 | 991 | 45 | 802.71 | 188.29 | 188290 |  | 36 | 49.55 | 49550 | 941.45 | 2.222% | 20.9211 | 209.2111 | 781.7889
10141103 | PMT | TRANSFORMADOR | PT 57R | TRANSFORMADOR MARCA:DPM PT 57R PT 57R |  | PT 57R | Zimpeto |  |  | 32.566434 | -25.876383 | 50 | 33 | 0.4 | 3Ø | 2008 | DPM | 10669002/12 | 643 | 45 | 520.83 | 122.17 | 122170 |  | 36 | 32.15 | 32150 | 610.85 | 2.222% | 13.5744 | 135.7444 | 507.2556
10141103 | PMT | TRANSFORMADOR | PT 228R | TRANSFORMADOR MARCA:DPM PT 228R PT 228R |  | PT 228R | Magoanine C |  |  | 32.601994 | -25.849131 | 160 | 33 | 0.4 | 3Ø | 2008 | DPM | 20658004/01 | 991 | 45 | 802.71 | 188.29 | 188290 |  | 36 | 49.55 | 49550 | 941.45 | 2.222% | 20.9211 | 209.2111 | 781.7889
10141103 | PMT | TRANSFORMADOR | PTS 169 | TRANSFORMADOR MARCA:TANELEC PTS 169 PTS 169 |  | PTS 169 | Infulene D |  |  | 32.538371 | -25.898268 | 315 | 33 | 0.4 | 3Ø | 2008 | TANELEC | T-27566 | 1039 | 45 | 841.59 | 197.41 | 197410 |  | 36 | 51.95 | 51950 | 987.05 | 2.222% | 21.9344 | 219.3444 | 819.6556
10141103 | PMT | TRANSFORMADOR | PTS 173 | TRANSFORMADOR MARCA:EFACEC PTS 173 PTS 173 |  | PTS 173 | Ndlavela |  |  | 32.529648 | -25.889931 | 315 | 33 | 0.4 | 3Ø | 2008 | EFACEC | K003084 | 1039 | 45 | 841.59 | 197.41 | 197410 |  | 36 | 51.95 | 51950 | 987.05 | 2.222% | 21.9344 | 219.3444 | 819.6556
10141103 | AT | TRANSFORMADOR AUXILIAR |  | TRANSFORMADOR AUXILIAR MARCA:RS ISOLSEC MOATIZE | TETE | MOATIZE | TETE | MOATISE |  | S16°6'56.04” | E33°45'7.68” | 160 | 33 | 0.4 | 3 | 2008 | RS ISOLSEC | 805198 | 991 | 45 | 802.71 | 188.29 | 188290 |  | 36 | 49.55 | 49550 | 941.45 | 2.222% | 20.9211 | 209.2111 | 781.7889
10141103 | AT | TRANSFORMADOR AUXILIAR | Chicumbane | TRANSFORMADOR AUXILIAR MARCA:East India Udyog Chicumbane Chicumbane |  | Chicumbane | Chicumbane |  |  |  |  | 50 | 33 | 0.4 | 3Ø | 2008 | East India Udyog | ETS2056/12 | 643 | 45 | 520.83 | 122.17 | 122170 |  | 36 | 32.15 | 32150 | 610.85 | 2.222% | 13.5744 | 135.7444 | 507.2556
10141103 | AT | TRANSFORMADOR AUXILIAR |  | TRANSFORMADOR AUXILIAR MARCA:EAST INDIA UDYOG CHICUMBANE |  | CHICUMBANE | CIDADE |  |  |  |  | 50 | 33 | 0.4 | 3 | 2008 | EAST INDIA UDYOG | 2056/12 | 643 | 45 | 520.83 | 122.17 | 122170 |  | 36 | 32.15 | 32150 | 610.85 | 2.222% | 13.5744 | 135.7444 | 507.2556
10141103 | AT | TRANSFORMADOR AUXILIAR | AT 1 | TRANSFORMADOR AUXILIAR MARCA:EAST INDIA LIMITED GURUE AT 1 |  | GURUE | UAPE |  |  | 16°7'55.2" | 38°5'52.426" | 200KVA | 33KV | 400V | 3 | 2008 | EAST INDIA LIMITED |  | 1200 | 45 | 972 | 228 | 228000 |  | 36 | 60 | 60000 | 1140 | 2.222% | 25.3333 | 253.3333 | 946.6667
10141103 | AT | TRANSFORMADOR AUXILIAR |  | TRANSFORMADOR AUXILIAR MARCA:83010 CATANDICA |  | CATANDICA | CATANDICA |  |  | S18ᵒ00'36,88" | E033ᵒ12'53,08" |  | 33 | 0.4 | 3Φ | 2008 | 83010 | 83010 | 991 | 45 | 802.71 | 188.29 | 188290 |  | 36 | 49.55 | 49550 | 941.45 | 2.222% | 20.9211 | 209.2111 | 781.7889
10141103 | MS | MINISUBESTAÇÃO | PT132 | MINISUBESTAÇÃO MARCA:Efacec PT132 PT132 | Rua do Maputo(Esturro Sede do Bairro) | PT132 | BEIRA | SOFALA |  | 693743.5 | 7806959.1 | 500 | 6.6 | 0.4 | 3 | 2009 | Efacec | F000240.05 | 2426 | 45 | 2016.2756 | 409.7244 | 409724.4444 |  | 37 | 121.3 | 121300 | 2304.7 | 2.222% | 51.2156 | 460.94 | 1965.06
10141103 | MS | MINISUBESTAÇÃO | PT145 | MINISUBESTAÇÃO MARCA:Efacec PT145 PT145 | Rua Brito Capelo(Palmeiras I Condiminio Da Vale) | PT145 | BEIRA | SOFALA |  | 694878.6 | 7804408.9 | 315 | 6.6 | 0.4 | 3 | 2009 | Efacec | F000236.07 | 1213 | 45 | 1008.1378 | 204.8622 | 204862.2222 |  | 37 | 60.65 | 60650 | 1152.35 | 2.222% | 25.6078 | 230.47 | 982.53
10141103 | MS | MINISUBESTAÇÃO | PT285 | MINISUBESTAÇÃO MARCA:Desta Power Matla PT285 PT285 |  | PT285 | Maputo City |  | Ameilcar Cabal Av |  |  | 630 | 11 | 0.4 | 3Ø | 2009 | Desta Power Matla | 301696304/01 | 2772 | 45 | 2303.84 | 468.16 | 468160 |  | 37 | 138.6 | 138600 | 2633.4 | 2.222% | 58.52 | 526.68 | 2245.32
10141103 | MS | MINISUBESTAÇÃO | PT 276 | MINISUBESTAÇÃO MARCA:Desta Power Matla PT 276 PT 276 |  | PT 276 | Maputo City |  | Mafalala Fabricade Farinha |  |  | 500 | 11 | 0.4 | 3Ø | 2009 | Desta Power Matla | 30698903/02 | 2426 | 45 | 2016.2756 | 409.7244 | 409724.4444 |  | 37 | 121.3 | 121300 | 2304.7 | 2.222% | 51.2156 | 460.94 | 1965.06
10141103 | MS | MINISUBESTAÇÃO | PTS 107 | MINISUBESTAÇÃO MARCA:EFACEC PTS 107 PTS 107 |  | PTS 107 | Maputo City |  | Albert Lithuli |  |  | 630 | 11 | 0.4 | 3Ø | 2009 | EFACEC | F00339_03 | 2772 | 45 | 2303.84 | 468.16 | 468160 |  | 37 | 138.6 | 138600 | 2633.4 | 2.222% | 58.52 | 526.68 | 2245.32
10141103 | MS | MINISUBESTAÇÃO | PT 389 | MINISUBESTAÇÃO MARCA:EFACEC PT 389 PT 389 |  | PT 389 | Maputo City |  |  |  |  | 315 | 11 | 0.4 | 3Ø | 2009 | EFACEC | F000337.04 | 1213 | 45 | 1008.1378 | 204.8622 | 204862.2222 |  | 37 | 60.65 | 60650 | 1152.35 | 2.222% | 25.6078 | 230.47 | 982.53
10141103 | MS | MINISUBESTAÇÃO | PT 282 | MINISUBESTAÇÃO MARCA:Desta Power Matla PT 282 PT 282 |  | PT 282 | Maxaquene |  |  |  |  | 500 | 11 | 0.4 | 3Ø | 2009 | Desta Power Matla |  | 2426 | 45 | 2016.2756 | 409.7244 | 409724.4444 |  | 37 | 121.3 | 121300 | 2304.7 | 2.222% | 51.2156 | 460.94 | 1965.06
10141103 | MS | MINISUBESTAÇÃO | PT 318 | MINISUBESTAÇÃO MARCA:EFACEC PT 318 PT 318 |  | PT 318 | Maxaquene |  |  |  |  | 630 | 11 | 0.4 | 3Ø | 2009 | EFACEC |  | 2772 | 45 | 2303.84 | 468.16 | 468160 |  | 37 | 138.6 | 138600 | 2633.4 | 2.222% | 58.52 | 526.68 | 2245.32
10141103 | MS | MINISUBESTAÇÃO | PT 120 | MINISUBESTAÇÃO MARCA:EFACEC PT 120 PT 120 |  | PT 120 | Maxaquene |  |  |  |  | 630 | 11 | 0.4 | 3Ø | 2009 | EFACEC |  | 2772 | 45 | 2303.84 | 468.16 | 468160 |  | 37 | 138.6 | 138600 | 2633.4 | 2.222% | 58.52 | 526.68 | 2245.32
10141103 | MS | MINISUBESTAÇÃO | PT 281 | MINISUBESTAÇÃO MARCA:DPM PT 281 PT 281 |  | PT 281 | Maxaquene |  |  |  |  | 630 | 11 | 0.4 | 3Ø | 2009 | DPM | 30696306/01 | 2772 | 45 | 2303.84 | 468.16 | 468160 |  | 37 | 138.6 | 138600 | 2633.4 | 2.222% | 58.52 | 526.68 | 2245.32
10141103 | MS | MINISUBESTAÇÃO | PT 273 | MINISUBESTAÇÃO MARCA:DPM PT 273 PT 273 |  | PT 273 | Maxaquene |  |  |  |  | 500 | 11 | 0.4 | 3Ø | 2009 | DPM | 30698902/04 | 2426 | 45 | 2016.2756 | 409.7244 | 409724.4444 |  | 37 | 121.3 | 121300 | 2304.7 | 2.222% | 51.2156 | 460.94 | 1965.06
10141103 | MS | MINISUBESTAÇÃO | PT 322 | MINISUBESTAÇÃO MARCA:EFACEC PT 322 PT 322 |  | PT 322 | Maxaquene |  |  |  |  | 500 | 11 | 0.4 | 3Ø | 2009 | EFACEC |  | 2426 | 45 | 2016.2756 | 409.7244 | 409724.4444 |  | 37 | 121.3 | 121300 | 2304.7 | 2.222% | 51.2156 | 460.94 | 1965.06
10141103 | MS | MINISUBESTAÇÃO | PT 270 | MINISUBESTAÇÃO MARCA:DPM PT 270 PT 270 |  | PT 270 | Mabukwane |  |  |  |  | 500 | 11 | 0.4 | 3Ø | 2009 | DPM | 30698903/01 | 2426 | 45 | 2016.2756 | 409.7244 | 409724.4444 |  | 37 | 121.3 | 121300 | 2304.7 | 2.222% | 51.2156 | 460.94 | 1965.06
10141103 | MS | MINISUBESTAÇÃO | PT 332 | MINISUBESTAÇÃO MARCA:EFACEC PT 332 PT 332 |  | PT 332 | Mabukwane |  |  |  |  | 315 | 11 | 0.4 | 3Ø | 2009 | EFACEC | F000337 | 1213 | 45 | 1008.1378 | 204.8622 | 204862.2222 |  | 37 | 60.65 | 60650 | 1152.35 | 2.222% | 25.6078 | 230.47 | 982.53
10141103 | MS | MINISUBESTAÇÃO | PTS 284 | MINISUBESTAÇÃO MARCA:Desta Power Malta PTS 284 |  |  | Maputo |  |  | 32,5864668 | -25,9748189 | 630 | 11 | 0,4 | 3Φ | 2009 | Desta Power Malta | 20696309/01 | 2772 | 45 | 2303.84 | 468.16 | 468160 |  | 37 | 138.6 | 138600 | 2633.4 | 2.222% | 58.52 | 526.68 | 2245.32
10141103 | MS | MINISUBESTAÇÃO | PTS 81 | MINISUBESTAÇÃO MARCA:Desta Power Malta PTS 81 |  |  | Maputo |  |  | 32,5979207 | -25,9705604 | 630 | 11 | 0,9 | 3Φ | 2009 | Desta Power Malta | 3070280/02 | 2772 | 45 | 2303.84 | 468.16 | 468160 |  | 37 | 138.6 | 138600 | 2633.4 | 2.222% | 58.52 | 526.68 | 2245.32
10141103 | MS | MINISUBESTAÇÃO | PT 321 | MINISUBESTAÇÃO MARCA: PT 321 |  |  | Maputo |  |  | 32,5743207 | -25,9682557 | 630 | 11 | 0,4 | 3Φ | 2009 |  |  | 2772 | 45 | 2303.84 | 468.16 | 468160 |  | 37 | 138.6 | 138600 | 2633.4 | 2.222% | 58.52 | 526.68 | 2245.32
10141103 | MS | MINISUBESTAÇÃO | PTS 284 | MINISUBESTAÇÃO MARCA:Desta Power Malta PTS 284 |  |  | Maputo |  |  | 32,5864668 | -25,9748189 | 630 | 11 | 0,4 | 3Φ | 2009 | Desta Power Malta | 20696309/01 | 2772 | 45 | 2303.84 | 468.16 | 468160 |  | 37 | 138.6 | 138600 | 2633.4 | 2.222% | 58.52 | 526.68 | 2245.32
10141103 | MS | MINISUBESTAÇÃO | PT 193 | MINISUBESTAÇÃO MARCA:Desta Power Malta PT 193 |  |  | Maputo |  |  | 32,6303032 | -25,9329387 | 500 | 11 | 0,4 | 3Φ | 2009 | Desta Power Malta | 30698903/03 | 2426 | 45 | 2016.2756 | 409.7244 | 409724.4444 |  | 37 | 121.3 | 121300 | 2304.7 | 2.222% | 51.2156 | 460.94 | 1965.06
10141103 | MS | MINISUBESTAÇÃO | PT 287 | MINISUBESTAÇÃO MARCA:Desta Power Malta PT 287 |  |  | Maputo |  |  | 32,6371222 | -25,9226504 | 630 | 11 | 0,4 | 3Φ | 2009 | Desta Power Malta | 30696307/01 | 2772 | 45 | 2303.84 | 468.16 | 468160 |  | 37 | 138.6 | 138600 | 2633.4 | 2.222% | 58.52 | 526.68 | 2245.32
10141103 | MS | MINISUBESTAÇÃO | PT 383 | MINISUBESTAÇÃO MARCA: PT 383 |  |  | Maputo |  |  | 32,6400403 | -25,9225289 | 630 | 11 | 0,4 | 3Φ | 2009 |  |  | 2772 | 45 | 2303.84 | 468.16 | 468160 |  | 37 | 138.6 | 138600 | 2633.4 | 2.222% | 58.52 | 526.68 | 2245.32
10141103 | MS | MINISUBESTAÇÃO | PT 277 | MINISUBESTAÇÃO MARCA:Desta Power Malta PT 277 |  |  | Maputo |  |  | 32,5749592 | 9484256 | 500 | 11 | 0,4 | 3Φ | 2009 | Desta Power Malta | 30698902/03 | 2426 | 45 | 2016.2756 | 409.7244 | 409724.4444 |  | 37 | 121.3 | 121300 | 2304.7 | 2.222% | 51.2156 | 460.94 | 1965.06
10141103 | MS | MINISUBESTAÇÃO | PT 289 | MINISUBESTAÇÃO MARCA:Desta Power Malta PT 289 |  |  | Maputo |  |  | 32,5552818 | -25,9554958 | 630 | 11 | 0,4 | 3Φ | 2009 | Desta Power Malta | 30696305/01 | 2772 | 45 | 2303.84 | 468.16 | 468160 |  | 37 | 138.6 | 138600 | 2633.4 | 2.222% | 58.52 | 526.68 | 2245.32
10141103 | MS | MINISUBESTAÇÃO | PT 243R | MINISUBESTAÇÃO MARCA:Desta Power Malta PT 243R | Guava |  | Maputo |  |  | 32,6176673 | -25,7677412 | 250 | 33 | 0,4 | 3Φ | 2009 | Desta Power Malta | 20668004/03 | 3638 | 45 | 3023.5822 | 614.4178 | 614417.7778 |  | 37 | 181.9 | 181900 | 3456.1 | 2.222% | 76.8022 | 691.22 | 2946.78
10141103 | MS | MINISUBESTAÇÃO | PT 264R | MINISUBESTAÇÃO MARCA:Desta Power Malta PT 264R | Guava |  | Maputo |  |  | 32,6026562 | -25,7968087 | 160 | 33 | 0,4 | 3Φ | 2009 | Desta Power Malta | 20670601/01 | 3638 | 45 | 3023.5822 | 614.4178 | 614417.7778 |  | 37 | 181.9 | 181900 | 3456.1 | 2.222% | 76.8022 | 691.22 | 2946.78
10141103 | GMT | TRANSFORMADOR |  | TRANSFORMADOR MARCA:ASTOR SE TETE | TETE | SE TETE | TETE | SEDE CHING |  | 565533.809 | 8213771.28 | 500 | 33 | 0.4 | 3 | 2009 | ASTOR | 04164/10 | 1200 | 45 | 997.3333 | 202.6667 | 202666.6667 |  | 37 | 60 | 60000 | 1140 | 2.222% | 25.3333 | 228 | 972
10141103 | GMT | TRANSFORMADOR |  | TRANSFORMADOR MARCA:TUSCO TRAFO SE-MOVEL | TETE | SE-MOVEL | TETE | CHINGODZI |  | 566450.355 | 8224351.020 | 50 | 33 | 0.4 | 3 | 2009 | TUSCO TRAFO | 521176 | 643 | 45 | 534.4044 | 108.5956 | 108595.5556 |  | 37 | 32.15 | 32150 | 610.85 | 2.222% | 13.5744 | 122.17 | 520.83
10141103 | GMT | TRANSFORMADOR |  | TRANSFORMADOR MARCA:TUSCO TRAFO SE-MOVEL | TETE | SE-MOVEL | MOATIZE | KAUNJE |  | 564002.000 | 8226995.000 | 50 | 33 | 0.4 | 3 | 2009 | TUSCO TRAFO | 521179 | 643 | 45 | 534.4044 | 108.5956 | 108595.5556 |  | 37 | 32.15 | 32150 | 610.85 | 2.222% | 13.5744 | 122.17 | 520.83
10141103 | GMT | TRANSFORMADOR |  | TRANSFORMADOR MARCA:TUSCO TRAFO SE-MOVEL | TETE | SE-MOVEL | MOATIZE | KATIPO |  | 556532.516 | 8240089.946 | 50 | 33 | 0.4 | 3 | 2009 | TUSCO TRAFO | 521180 | 643 | 45 | 534.4044 | 108.5956 | 108595.5556 |  | 37 | 32.15 | 32150 | 610.85 | 2.222% | 13.5744 | 122.17 | 520.83
10141103 | GMT | TRANSFORMADOR |  | TRANSFORMADOR MARCA:TUSCO TRAFO SE-MOVEL | TETE | SE-MOVEL | MOATIZE | CHIDIMBA |  | 553483.401 | 8245295.146 | 50 | 33 | 0.4 | 3 | 2009 | TUSCO TRAFO | 521178 | 643 | 45 | 534.4044 | 108.5956 | 108595.5556 |  | 37 | 32.15 | 32150 | 610.85 | 2.222% | 13.5744 | 122.17 | 520.83
10141103 | GMT | TRANSFORMADOR |  | TRANSFORMADOR MARCA:PME SE-TETE | TETE | SE-TETE | TETE | MATETE/SMT-14 |  | 563529.011 | 8212089.285 | 250 | 33 | 0.4 | 3 | 2009 | PME | 2500902 | 991 | 45 | 823.6311 | 167.3689 | 167368.8889 |  | 37 | 49.55 | 49550 | 941.45 | 2.222% | 20.9211 | 188.29 | 802.71
10141103 | GMT | TRANSFORMADOR | 106 | TRANSFORMADOR MARCA: 106 |  |  | Nampula | MUAHIVIRE EXPANSÃO , CONDOMINIO ARMINDO GONÇALVES |  | 15°8'31.939" | 39°17'17.681" | 315 | 33 | 400V | 3 | 2009 |  |  | 1039 | 45 | 863.5244 | 175.4756 | 175475.5556 |  | 37 | 51.95 | 51950 | 987.05 | 2.222% | 21.9344 | 197.41 | 841.59
10141103 | GMT | TRANSFORMADOR | 137 | TRANSFORMADOR MARCA: 137 |  |  | Nampula | VIA BARRAGEM - MOAGEM PEDRO MACUELO |  | 15°2'20.667" | 39°15'29.136" | 100 | 33 | 400V | 3 | 2009 |  |  | 763 | 45 | 634.1378 | 128.8622 | 128862.2222 |  | 37 | 38.15 | 38150 | 724.85 | 2.222% | 16.1078 | 144.97 | 618.03
10141103 | GMT | TRANSFORMADOR | 149 | TRANSFORMADOR MARCA: 149 |  |  | Nampula | VIA PENITENCIÁRIA DEPOIS DO CENTRO DE SAÚDE |  | 15°2'18.298" | 39°16'19.203" | 100 | 11 | 400V | 3 | 2009 |  |  | 763 | 45 | 634.1378 | 128.8622 | 128862.2222 |  | 37 | 38.15 | 38150 | 724.85 | 2.222% | 16.1078 | 144.97 | 618.03
10141103 | GMT | TRANSFORMADOR | 156 | TRANSFORMADOR MARCA: 156 |  |  | Mogincual | Mogincual(Namige) |  | 15°34.181´ | 040°24.666´ | 100 | 33 | 400V | 3 | 2009 |  |  | 763 | 45 | 634.1378 | 128.8622 | 128862.2222 |  | 37 | 38.15 | 38150 | 724.85 | 2.222% | 16.1078 | 144.97 | 618.03
10141103 | GMT | TRANSFORMADOR | PTS 9 | TRANSFORMADOR MARCA: CUAMBA PTS 9 |  | CUAMBA | CUAMBA | MENDOCA (ANT-FABRICA DE OLEO) |  | 14º 47' 52.267" S | -36º -31' -5.693" W | 500 | 33KV | 400V | 3 | 2009 |  |  | 1200 | 45 | 997.3333 | 202.6667 | 202666.6667 |  | 37 | 60 | 60000 | 1140 | 2.222% | 25.3333 | 228 | 972
10141103 | GMT | TRANSFORMADOR | PT7 | TRANSFORMADOR MARCA:EFACEC PT7 PT7 | Sede da EDM Baixa | PT7 | BEIRA | SOFALA |  | S 19°49'50.51" | E 034°50'24.33" | 630 | 6.6 | 0.4 | 3 | 2009 | EFACEC | 27222.7 | 1016 | 45 | 844.4089 | 171.5911 | 171591.1111 |  | 37 | 50.8 | 50800 | 965.2 | 2.222% | 21.4489 | 193.04 | 822.96
10141103 | GMT | TRANSFORMADOR | PT13 | TRANSFORMADOR MARCA:EFACEC PT13 PT13 | Rua Kruss Gomes (Munhava Antigo Hospital) | PT13 | BEIRA | SOFALA |  | 694770.4 | 7808511.8 | 500 | 6.6 | 0.4 | 3 | 2009 | EFACEC | F000240.01 | 1016 | 45 | 844.4089 | 171.5911 | 171591.1111 |  | 37 | 50.8 | 50800 | 965.2 | 2.222% | 21.4489 | 193.04 | 822.96
10141103 | GMT | TRANSFORMADOR | PT19 | TRANSFORMADOR MARCA:EFACEC PT19 PT19 | Grande Hotel Ponta-Gêa | PT19 | BEIRA | SOFALA |  | 692746.9 | 7804457.6 | 630 | 6.6 | 0.4 | 3 | 2009 | EFACEC | F000245 | 1016 | 45 | 844.4089 | 171.5911 | 171591.1111 |  | 37 | 50.8 | 50800 | 965.2 | 2.222% | 21.4489 | 193.04 | 822.96
10141103 | GMT | TRANSFORMADOR | PT31 | TRANSFORMADOR MARCA:EFACEC PT31 PT31 | Universidade Católica PalmeirasII | PT31 | BEIRA | SOFALA |  | 695339.6 | 7804330.6 | 250 | 6.6 | 0.4 | 3 | 2009 | EFACEC | F000243 | 840 | 45 | 698.1333 | 141.8667 | 141866.6667 |  | 37 | 42 | 42000 | 798 | 2.222% | 17.7333 | 159.6 | 680.4
10141103 | GMT | TRANSFORMADOR | PT33 | TRANSFORMADOR MARCA:EFACEC PT33 PT33 | Acampamanto do Corredor da Beira | PT33 | BEIRA | SOFALA |  | S 19°50'46.69" | E 034°53'31.69" | 315 | 6.6 | 0.4 | 3 | 2009 | EFACEC | F000236.02 | 840 | 45 | 698.1333 | 141.8667 | 141866.6667 |  | 37 | 42 | 42000 | 798 | 2.222% | 17.7333 | 159.6 | 680.4
10141103 | GMT | TRANSFORMADOR | PT55 | TRANSFORMADOR MARCA:Efacec PT55 PT55 | Carpintaria de José Maria - Manga | PT55 | BEIRA | SOFALA |  | 696621.2 | 7813903.7 | 250 | 22 | 0.4 | 3 | 2009 | Efacec | F000225.03 | 953 | 45 | 792.0489 | 160.9511 | 160951.1111 |  | 37 | 47.65 | 47650 | 905.35 | 2.222% | 20.1189 | 181.07 | 771.93
10141103 | GMT | TRANSFORMADOR | PT58 | TRANSFORMADOR MARCA:Efacec PT58 PT58 | Estrada do Aeroporto(Mercado Mascarenha) | PT58 | BEIRA | SOFALA |  | 697522.2 | 7810763 | 315 | 22 | 0.4 | 3 | 2009 | Efacec | F000226.02 | 953 | 45 | 792.0489 | 160.9511 | 160951.1111 |  | 37 | 47.65 | 47650 | 905.35 | 2.222% | 20.1189 | 181.07 | 771.93
10141103 | GMT | TRANSFORMADOR | PT59 | TRANSFORMADOR MARCA:Efacec PT59 PT59 | Viveiros Municipais | PT59 | BEIRA | SOFALA |  | 699596.8 | 7808857.2 | 500 | 22 | 0.4 | 3 | 2009 | Efacec | F000225.02 | 1016 | 45 | 844.4089 | 171.5911 | 171591.1111 |  | 37 | 50.8 | 50800 | 965.2 | 2.222% | 21.4489 | 193.04 | 822.96
10141103 | GMT | TRANSFORMADOR | PT60 | TRANSFORMADOR MARCA:Efacec PT60 PT60 | Fábrica de Marmolite - Manga | PT60 | BEIRA | SOFALA |  | 697120.9 | 7812333.7 | 200 | 22 | 0.4 | 3 | 2009 | Efacec | F000224 | 572 | 45 | 475.3956 | 96.6044 | 96604.4444 |  | 37 | 28.6 | 28600 | 543.4 | 2.222% | 12.0756 | 108.68 | 463.32
10141103 | GMT | TRANSFORMADOR | PT64 | TRANSFORMADOR MARCA:ITB PT64 PT64 | Fábrica de Tijolos-Chota | PT64 | BEIRA | SOFALA |  | S 19°48'51.92" | E 034°54'17.58" | 200 | 22 | 0.4 | 3 | 2009 | ITB | 605959 | 572 | 45 | 475.3956 | 96.6044 | 96604.4444 |  | 37 | 28.6 | 28600 | 543.4 | 2.222% | 12.0756 | 108.68 | 463.32
10141103 | GMT | TRANSFORMADOR | PT65 | TRANSFORMADOR MARCA:Efacec PT65 PT65 | Fábrica de Alumínios - Vaz | PT65 | BEIRA | SOFALA |  | 695514.1 | 7810736.5 | 250 | 22 | 0.4 | 3 | 2009 | Efacec | F000224.04 | 953 | 45 | 792.0489 | 160.9511 | 160951.1111 |  | 37 | 47.65 | 47650 | 905.35 | 2.222% | 20.1189 | 181.07 | 771.93
10141103 | GMT | TRANSFORMADOR | PT66 | TRANSFORMADOR MARCA:Efacec PT66 PT66 | Fábrica de Enxadas - Manga | PT66 | BEIRA | SOFALA |  | 694877 | 7814611 | 250 | 22 | 0.4 | 3 | 2009 | Efacec | F000225.05 | 953 | 45 | 792.0489 | 160.9511 | 160951.1111 |  | 37 | 47.65 | 47650 | 905.35 | 2.222% | 20.1189 | 181.07 | 771.93
10141103 | GMT | TRANSFORMADOR | PT71 | TRANSFORMADOR MARCA:Efacec PT71 PT71 | Jardim Bacalhau Ponta-Gêa | PT71 | BEIRA | SOFALA |  | 693485.1 | 7804360.9 | 500 | 6.6 | 0.4 | 3 | 2009 | Efacec | F000240.02 | 1016 | 45 | 844.4089 | 171.5911 | 171591.1111 |  | 37 | 50.8 | 50800 | 965.2 | 2.222% | 21.4489 | 193.04 | 822.96
10141103 | GMT | TRANSFORMADOR | PT82 | TRANSFORMADOR MARCA:TM-FST PT82 PT82 | Rua Kruss Gomes (Munhava Antigo Banco Maraza) | PT82 | BEIRA | SOFALA |  | 696061 | 7807689.1 | 500 | 6.6 | 0.4 | 3 | 2009 | TM-FST | 923097-0901052 | 1016 | 45 | 844.4089 | 171.5911 | 171591.1111 |  | 37 | 50.8 | 50800 | 965.2 | 2.222% | 21.4489 | 193.04 | 822.96
10141103 | GMT | TRANSFORMADOR | PT84 | TRANSFORMADOR MARCA:ENAE PT84 PT84 | Casa dos Bicos Baixa | PT84 | BEIRA | SOFALA |  | 692697 | 7805753.9 | 160 | 6.6 | 0.4 | 3 | 2009 | ENAE | SP - HIP | 572 | 45 | 475.3956 | 96.6044 | 96604.4444 |  | 37 | 28.6 | 28600 | 543.4 | 2.222% | 12.0756 | 108.68 | 463.32
10141103 | GMT | TRANSFORMADOR | PT85 | TRANSFORMADOR MARCA:ITB PT85 PT85 | Rua Capitães de Sena (PalmeirasII Lar Masc. Saude) | PT85 | BEIRA | SOFALA |  | 695599 | 7804057.3 | 630 | 6.6 | 0.4 | 3 | 2009 | ITB | 60726.2 | 1016 | 45 | 844.4089 | 171.5911 | 171591.1111 |  | 37 | 50.8 | 50800 | 965.2 | 2.222% | 21.4489 | 193.04 | 822.96
10141103 | GMT | TRANSFORMADOR | PT128 | TRANSFORMADOR MARCA:Efacec PT128 PT128 | Prédio da Cogropa Maquinino | PT128 | BEIRA | SOFALA |  | 692852.9 | 7806057.7 | 315 | 6.6 | 0.4 | 3 | 2009 | Efacec | F000236.01 | 840 | 45 | 698.1333 | 141.8667 | 141866.6667 |  | 37 | 42 | 42000 | 798 | 2.222% | 17.7333 | 159.6 | 680.4
10141103 | GMT | TRANSFORMADOR | PT153 | TRANSFORMADOR MARCA:Efacec PT153 PT153 | Prédio Avenida Baixa | PT153 | BEIRA | SOFALA |  | 692392 | 7805481.5 | 315 | 6.6 | 0.4 | 3 | 2009 | Efacec | S/nº série | 840 | 45 | 698.1333 | 141.8667 | 141866.6667 |  | 37 | 42 | 42000 | 798 | 2.222% | 17.7333 | 159.6 | 680.4
10141103 | GMT | TRANSFORMADOR | PT163 | TRANSFORMADOR MARCA:Efacec PT163 PT163 | Escola de Deficientes Visuais Ponta-Gêa | PT163 | BEIRA | SOFALA |  | 693254 | 7804720.7 | 250 | 6.6 | 0.4 | 3 | 2009 | Efacec | F000243.03 | 840 | 45 | 698.1333 | 141.8667 | 141866.6667 |  | 37 | 42 | 42000 | 798 | 2.222% | 17.7333 | 159.6 | 680.4
10141103 | GMT | TRANSFORMADOR | PT173 | TRANSFORMADOR MARCA:Efacec PT173 PT173 | Cp. Pais Ramos (Esturro Casa Prof. Da Escola Samora machel) | PT173 | BEIRA | SOFALA |  | 693712.8 | 7806063 | 315 | 6.6 | 0.4 | 3 | 2009 | Efacec | F000236.05 | 840 | 45 | 698.1333 | 141.8667 | 141866.6667 |  | 37 | 42 | 42000 | 798 | 2.222% | 17.7333 | 159.6 | 680.4
10141103 | GMT | TRANSFORMADOR | PT174 | TRANSFORMADOR MARCA:DPM PT174 PT174 | Toyota de Moçambique Maquinino | PT174 | BEIRA | SOFALA |  | 692723.2 | 7806700.3 | 160 | 6.6 | 0.4 | 3 | 2009 | DPM | 20671402/01 | 572 | 45 | 475.3956 | 96.6044 | 96604.4444 |  | 37 | 28.6 | 28600 | 543.4 | 2.222% | 12.0756 | 108.68 | 463.32
10141103 | GMT | TRANSFORMADOR | PT176 | TRANSFORMADOR MARCA:Efacec PT176 PT176 | Rua Kruss Gomes(Munhava Campo) | PT176 | BEIRA | SOFALA |  | 695627.3 | 7807945.5 | 315 | 6.6 | 0.4 | 3 | 2009 | Efacec | F000236.03 | 840 | 45 | 698.1333 | 141.8667 | 141866.6667 |  | 37 | 42 | 42000 | 798 | 2.222% | 17.7333 | 159.6 | 680.4
10141103 | GMT | TRANSFORMADOR | PT177 | TRANSFORMADOR MARCA:DPM PT177 PT177 | Rua Renato Baptista Ponta-Gêa | PT177 | BEIRA | SOFALA |  | 693134.3 | 7804566.1 | 160 | 6.6 | 0.4 | 3 | 2009 | DPM | 20671402/02 | 572 | 45 | 475.3956 | 96.6044 | 96604.4444 |  | 37 | 28.6 | 28600 | 543.4 | 2.222% | 12.0756 | 108.68 | 463.32
10141103 | GMT | TRANSFORMADOR | PT178 | TRANSFORMADOR MARCA:Efacec PT178 PT178 | Rua Kruss Gomes Chota | PT178 | BEIRA | SOFALA |  | 696430.6 | 7807611.7 | 500 | 6.6 | 0.4 | 3 | 2009 | Efacec | F000240.03 | 1016 | 45 | 844.4089 | 171.5911 | 171591.1111 |  | 37 | 50.8 | 50800 | 965.2 | 2.222% | 21.4489 | 193.04 | 822.96
10141103 | GMT | TRANSFORMADOR | PT184 | TRANSFORMADOR MARCA:Efacec PT184 PT184 | Rua Kruss Gomes Munhava | PT184 | BEIRA | SOFALA |  | 693761.4 | 7809158.1 | 250 | 6.6 | 0.4 | 3 | 2009 | Efacec | F000243.01 | 840 | 45 | 698.1333 | 141.8667 | 141866.6667 |  | 37 | 42 | 42000 | 798 | 2.222% | 17.7333 | 159.6 | 680.4
10141103 | GMT | TRANSFORMADOR | PT185 | TRANSFORMADOR MARCA:Efacec PT185 PT185 | Emofar-Macúti | PT185 | BEIRA | SOFALA |  | 696521.5 | 7803872.5 | 315 | 6.6 | 0.4 | 3 | 2009 | Efacec | F000236.06 | 840 | 45 | 698.1333 | 141.8667 | 141866.6667 |  | 37 | 42 | 42000 | 798 | 2.222% | 17.7333 | 159.6 | 680.4
10141103 | GMT | TRANSFORMADOR | PT212 | TRANSFORMADOR MARCA:Efacec PT212 PT212 | TCT - Chamba | PT212 | BEIRA | SOFALA |  | 692837.2 | 7815835 | 250 | 22 | 0.4 | 3 | 2009 | Efacec | F000225.01 | 953 | 45 | 792.0489 | 160.9511 | 160951.1111 |  | 37 | 47.65 | 47650 | 905.35 | 2.222% | 20.1189 | 181.07 | 771.93
10141103 | GMT | TRANSFORMADOR | PT10 | TRANSFORMADOR MARCA:DPM PT10 PT10 | Localidade de Metuchira | PT10 | NHAMATANDA |  |  | 638413 | 7861796.1 | 100 | 22 | 0.4 | 3 | 2009 | DPM |  | 763 | 45 | 634.1378 | 128.8622 | 128862.2222 |  | 37 | 38.15 | 38150 | 724.85 | 2.222% | 16.1078 | 144.97 | 618.03
10141103 | GMT | TRANSFORMADOR | PT11 | TRANSFORMADOR MARCA: PT11 PT11 | Localidade de Metuchira-Posto Administrativo | PT11 | NHAMATANDA |  |  | 623420.1 | 7878786.5 | 160 | 22 | 0.4 | 3 | 2009 |  |  | 572 | 45 | 475.3956 | 96.6044 | 96604.4444 |  | 37 | 28.6 | 28600 | 543.4 | 2.222% | 12.0756 | 108.68 | 463.32
10141103 | GMT | TRANSFORMADOR | AGCHI/PT13 | TRANSFORMADOR MARCA:DPM AGCHI/PT13 AGCHI/PT13 | ZONA INDUSTRIAL MOZAMBIQUE LEAT TOBACCO | AGCHI/PT13 | CHIMOIO | MANICA |  | S19 06 27,38 | E033 27 47,56 | 160 | 6.6 | 0.4 | 3 | 2009 | DPM | 62078I3 | 572 | 45 | 475.3956 | 96.6044 | 96604.4444 |  | 37 | 28.6 | 28600 | 543.4 | 2.222% | 12.0756 | 108.68 | 463.32
10141103 | GMT | TRANSFORMADOR | AGCHI/PT44 | TRANSFORMADOR MARCA:PME AGCHI/PT44 AGCHI/PT44 | TEXTAFRICA A | AGCHI/PT44 | CHIMOIO | MANICA |  | S19 07 38,61 | E033 30 08,20 | 160 | 6.6 | 0.4 | 3 | 2009 | PME | 16009004 | 572 | 45 | 475.3956 | 96.6044 | 96604.4444 |  | 37 | 28.6 | 28600 | 543.4 | 2.222% | 12.0756 | 108.68 | 463.32
10141103 | GMT | TRANSFORMADOR | AGCHI/PT47 | TRANSFORMADOR MARCA:PME AGCHI/PT47 AGCHI/PT47 | MERCADO FEIRA | AGCHI/PT47 | CHIMOIO | MANICA | Bairro 3 de Fevereiro | S19 06 50,46 | E033 28 37,22 | 250 | 6.6 | 0.4 | 3 | 2009 | PME | 2500900/04 | 840 | 45 | 698.1333 | 141.8667 | 141866.6667 |  | 37 | 42 | 42000 | 798 | 2.222% | 17.7333 | 159.6 | 680.4
10141103 | GMT | TRANSFORMADOR | AGCHI/PT85 | TRANSFORMADOR MARCA:DPM AGCHI/PT85 AGCHI/PT85 | GERMIO | AGCHI/PT85 | CHIMOIO | MANICA |  | S19 06 53,38 | E033 28 58,23 | 160 | 22 | 0.4 | 3 | 2009 | DPM | 20670502/02 | 572 | 45 | 475.3956 | 96.6044 | 96604.4444 |  | 37 | 28.6 | 28600 | 543.4 | 2.222% | 12.0756 | 108.68 | 463.32
10141103 | GMT | TRANSFORMADOR | PT 258 | TRANSFORMADOR MARCA:ITB PT 258 PT 258 |  | PT 258 | Maxaquene |  |  |  |  | 630 | 11 | 0.4 | 3Ø | 2009 | ITB | 607263 | 1016 | 45 | 844.4089 | 171.5911 | 171591.1111 |  | 37 | 50.8 | 50800 | 965.2 | 2.222% | 21.4489 | 193.04 | 822.96
10141103 | GMT | TRANSFORMADOR | PTS 170 | TRANSFORMADOR MARCA:ITB PTS 170 PTS 170 |  | PTS 170 | Mabukwane |  |  |  |  | 500 | 11 | 0.4 | 3Ø | 2009 | ITB | 60725.8 | 1016 | 45 | 844.4089 | 171.5911 | 171591.1111 |  | 37 | 50.8 | 50800 | 965.2 | 2.222% | 21.4489 | 193.04 | 822.96
10141103 | GMT | TRANSFORMADOR | PTS 645 | TRANSFORMADOR MARCA:POWERTECH PTS 645 PTS 645 |  | PTS 645 | Manhica |  |  | 32.807715 | -25.404354 | 500 | 33 | 0.4 | 3Ø | 2009 | POWERTECH | 30711401/02 | 1200 | 45 | 997.3333 | 202.6667 | 202666.6667 |  | 37 | 60 | 60000 | 1140 | 2.222% | 25.3333 | 228 | 972
10141103 | GMT | TRANSFORMADOR | PT 297R | TRANSFORMADOR MARCA:Tanelec PT 297R | Katembe |  | Maputo |  |  | 32,6141265 | -26,0867433 | 160 | 33 | 0,4 | 3Φ | 2009 | Tanelec | T-29468 | 991 | 45 | 823.6311 | 167.3689 | 167368.8889 |  | 37 | 49.55 | 49550 | 941.45 | 2.222% | 20.9211 | 188.29 | 802.71
10141103 | GMT | TRANSFORMADOR | AUX | TRANSFORMADOR MARCA:DPM BILENE AUX | GAZA | BILENE | BILENE |  |  | S25ᵒ16'34,18" | E33ᵒ15'04,33" | 200 | 11 | 0.4 | 3 | 2009 | DPM | 20670702/03 | 572 | 45 | 475.3956 | 96.6044 | 96604.4444 |  | 37 | 28.6 | 28600 | 543.4 | 2.222% | 12.0756 | 108.68 | 463.32
10141103 | GMT | TRANSFORMADOR | 106 | TRANSFORMADOR MARCA:NEI Transformers 106 |  |  | Nampula | MUAHIVIRE EXPANSÃO , CONDOMINIO ARMINDO GONÇALVES |  | 15°8'31.939" | 39°17'17.681" | 315 | 33 | 400V | 3 | 2009 | NEI Transformers | 10304402/06 | 1039 | 45 | 863.5244 | 175.4756 | 175475.5556 |  | 37 | 51.95 | 51950 | 987.05 | 2.222% | 21.9344 | 197.41 | 841.59
10141103 | GMT | TRANSFORMADOR | 137 | TRANSFORMADOR MARCA:TM 137 |  |  | Nampula | VIA BARRAGEM - MOAGEM PEDRO MACUELO |  | 15°2'20.667" | 39°15'29.136" | 100 | 33 | 400V | 3 | 2009 | TM | 1307029 | 763 | 45 | 634.1378 | 128.8622 | 128862.2222 |  | 37 | 38.15 | 38150 | 724.85 | 2.222% | 16.1078 | 144.97 | 618.03
10141103 | GMT | TRANSFORMADOR | 149 | TRANSFORMADOR MARCA:TM 149 |  |  | Nampula | VIA PENITENCIÁRIA DEPOIS DO CENTRO DE SAÚDE |  | 15°2'18.298" | 39°16'19.203" | 100 | 11 | 400V | 3 | 2009 | TM | 923341 | 763 | 45 | 634.1378 | 128.8622 | 128862.2222 |  | 37 | 38.15 | 38150 | 724.85 | 2.222% | 16.1078 | 144.97 | 618.03
10141103 | GMT | TRANSFORMADOR | 156 | TRANSFORMADOR MARCA:NEI Transformers 156 |  |  | Mogincual | Mogincual(Namige) |  | 15°34.181´ | 040°24.666´ | 100 | 33 | 400V | 3 | 2009 | NEI Transformers | 20346701/02 | 763 | 45 | 634.1378 | 128.8622 | 128862.2222 |  | 37 | 38.15 | 38150 | 724.85 | 2.222% | 16.1078 | 144.97 | 618.03
10141103 | GMT | TRANSFORMADOR | PTS 9 | TRANSFORMADOR MARCA:EFACEC CUAMBA PTS 9 |  | CUAMBA | CUAMBA | MENDOCA (ANT-FABRICA DE OLEO) |  | 14º 47' 52.267" S | -36º -31' -5.693" W | 500 | 33KV | 400V | 3 | 2009 | EFACEC | 126416 | 1200 | 45 | 997.3333 | 202.6667 | 202666.6667 |  | 37 | 60 | 60000 | 1140 | 2.222% | 25.3333 | 228 | 972
10141103 | GMT | TRANSFORMADOR |  | TRANSFORMADOR MARCA:ITB PTS MAE ALTAZEMA |  | PTS MAE ALTAZEMA | MOCUBA |  |  | S16 50 56.08 | E036 59 44.74 | 315 | 11 | 0,4 | 3 | 2009 | ITB | 6265077 | 840 | 45 | 698.1333 | 141.8667 | 141866.6667 |  | 37 | 42 | 42000 | 798 | 2.222% | 17.7333 | 159.6 | 680.4
10141103 | GMT | TRANSFORMADOR |  | TRANSFORMADOR MARCA:ALSTHOM PTS 1045 |  | PTS 1045 | MOCUBA |  |  | S16 51 24.88 | E036 59 45.25 | 315 | 11 | 0,4 | 3 | 2009 | ALSTHOM |  | 840 | 45 | 698.1333 | 141.8667 | 141866.6667 |  | 37 | 42 | 42000 | 798 | 2.222% | 17.7333 | 159.6 | 680.4
10141103 | GMT | TRANSFORMADOR | PTS 3013 | TRANSFORMADOR MARCA:EFAEAC ALTO MOLOCUE PTS 3013 |  | ALTO MOLOCUE | ALTO MOLOCUE | UNIAO BAPTISTA |  | 15°37'12.41" | 37°41'16.708" | 100 | 33KV | 400V | 3 | 2009 | EFAEAC |  | 763 | 45 | 634.1378 | 128.8622 | 128862.2222 |  | 37 | 38.15 | 38150 | 724.85 | 2.222% | 16.1078 | 144.97 | 618.03
10141103 | PMT | TRANSFORMADOR |  | TRANSFORMADOR MARCA:FUJI TUSCO SE-TETE | TETE | SE-TETE | MOATIZE | CAPANGA |  | 570462.817 | 8218423.468 | 100 | 33 | 0.4 | 3 | 2009 | FUJI TUSCO | 521188 | 763 | 45 | 634.1378 | 128.8622 | 128862.2222 |  | 37 | 38.15 | 38150 | 724.85 | 2.222% | 16.1078 | 144.97 | 618.03
10141103 | PMT | TRANSFORMADOR |  | TRANSFORMADOR MARCA:FST SE-MOATIZE | TETE | SE-MOATIZE | MOATIZE | PIMPI |  | 579798.337 | 8218110.154 | 200 | 6.6 | 0.4 | 3 | 2009 | FST | JB 090433 | 572 | 45 | 475.3956 | 96.6044 | 96604.4444 |  | 37 | 28.6 | 28600 | 543.4 | 2.222% | 12.0756 | 108.68 | 463.32
10141103 | PMT | TRANSFORMADOR |  | TRANSFORMADOR MARCA:FST SE-TETE | TETE | SE-TETE | MOATIZE | REASSENTAMENTO-1-TIBER |  | 575705.097 | 8218715.628 | 250 | 33 | 0.4 | 3 | 2009 | FST | JB 290283 | 991 | 45 | 823.6311 | 167.3689 | 167368.8889 |  | 37 | 49.55 | 49550 | 941.45 | 2.222% | 20.9211 | 188.29 | 802.71
10141103 | PMT | TRANSFORMADOR |  | TRANSFORMADOR MARCA:REMOVED SE-TETE | TETE | SE-TETE | MOATIZE | OITAVADA |  | 577455.647 | 8217230.295 | 200 | 33 | 0.4 | 3 | 2009 | REMOVED | REMOVED | 991 | 45 | 823.6311 | 167.3689 | 167368.8889 |  | 37 | 49.55 | 49550 | 941.45 | 2.222% | 20.9211 | 188.29 | 802.71
10141103 | PMT | TRANSFORMADOR |  | TRANSFORMADOR MARCA:FUJI TUSCO SE-MANJE | TETE | SE-MANJE | ULONGUE | FONTE BOA |  | 655794.468 | 8362015.310 | 100 | 33 | 0.4 | 3 | 2009 | FUJI TUSCO | 521193 | 763 | 45 | 634.1378 | 128.8622 | 128862.2222 |  | 37 | 38.15 | 38150 | 724.85 | 2.222% | 16.1078 | 144.97 | 618.03
10141103 | PMT | TRANSFORMADOR |  | TRANSFORMADOR MARCA:FUJI TUSCO SE-MANJE | TETE | SE-MANJE | DOMUE | DOMUE-CAMPO |  | 616512.858 | 8394128.168 | 100 | 33 | 0.4 | 3 | 2009 | FUJI TUSCO | 521195 | 763 | 45 | 634.1378 | 128.8622 | 128862.2222 |  | 37 | 38.15 | 38150 | 724.85 | 2.222% | 16.1078 | 144.97 | 618.03
10141103 | PMT | TRANSFORMADOR |  | TRANSFORMADOR MARCA:DPM SE-MANJE | TETE | SE-MANJE | DOMUE | NKAME |  | 604089.332 | 8383901.626 | 100 | 33 | 0.4 | 3 | 2009 | DPM | DT-301/33 | 763 | 45 | 634.1378 | 128.8622 | 128862.2222 |  | 37 | 38.15 | 38150 | 724.85 | 2.222% | 16.1078 | 144.97 | 618.03
10141103 | PMT | TRANSFORMADOR |  | TRANSFORMADOR MARCA:ALTOM SE-JINDAL | TETE | SE-JINDAL | CHITIMA | KAPHAIA |  | 475590.355 | 8259480.130 | 100 | 33 | 0.4 | 3 | 2009 | ALTOM | 10013358 | 763 | 45 | 634.1378 | 128.8622 | 128862.2222 |  | 37 | 38.15 | 38150 | 724.85 | 2.222% | 16.1078 | 144.97 | 618.03
10141103 | PMT | TRANSFORMADOR |  | TRANSFORMADOR MARCA:PME SE-JINDAL | TETE | SE-JINDAL | CHITIMA | CAWIRA A |  | 474232.536 | 8259264.699 | 100 | 33 | 0.4 | 3 | 2009 | PME | 100901 | 763 | 45 | 634.1378 | 128.8622 | 128862.2222 |  | 37 | 38.15 | 38150 | 724.85 | 2.222% | 16.1078 | 144.97 | 618.03
10141103 | PMT | TRANSFORMADOR |  | TRANSFORMADOR MARCA:PME SE-JINDAL | TETE | SE-JINDAL | CHITIMA | DINTHY |  | 479325.950 | 8269075.461 | 50 | 33 | 0.4 | 3 | 2009 | PME | N/A | 643 | 45 | 534.4044 | 108.5956 | 108595.5556 |  | 37 | 32.15 | 32150 | 610.85 | 2.222% | 13.5744 | 122.17 | 520.83
10141103 | PMT | TRANSFORMADOR |  | TRANSFORMADOR MARCA:DPM SE-MANJE | TETE | SE-MANJE | CHIUTA | MANJE |  | 522492.446 | 8299172.460 | 100 | 33 | 0.4 | 3 | 2009 | DPM | DT 301-21 | 763 | 45 | 634.1378 | 128.8622 | 128862.2222 |  | 37 | 38.15 | 38150 | 724.85 | 2.222% | 16.1078 | 144.97 | 618.03
10141103 | PMT | TRANSFORMADOR |  | TRANSFORMADOR MARCA: TUSCO SE-MANJE | TETE | SE-MANJE | CHIUTA | MANJE |  | 522036.139 | 8299276.429 | 160 | 33 | 0.4 | 3 | 2009 | TUSCO | 521201 | 991 | 45 | 823.6311 | 167.3689 | 167368.8889 |  | 37 | 49.55 | 49550 | 941.45 | 2.222% | 20.9211 | 188.29 | 802.71
10141103 | PMT | TRANSFORMADOR |  | TRANSFORMADOR MARCA:DPM SE-MANJE | TETE | SE-MANJE | CHIUTA | MANJE |  | 521659.844 | 8298992.740 | 100 | 33 | 0.4 | 3 | 2009 | DPM | DT 318-1 | 763 | 45 | 634.1378 | 128.8622 | 128862.2222 |  | 37 | 38.15 | 38150 | 724.85 | 2.222% | 16.1078 | 144.97 | 618.03
10141103 | PMT | TRANSFORMADOR |  | TRANSFORMADOR MARCA: TUSCO SE-MANJE | TETE | SE-MANJE | CHIUTA | NHAMBIRA |  | 525942.396 | 8294213.775 | 100 | 33 | 0.4 | 3 | 2009 | TUSCO | 521196 | 763 | 45 | 634.1378 | 128.8622 | 128862.2222 |  | 37 | 38.15 | 38150 | 724.85 | 2.222% | 16.1078 | 144.97 | 618.03
10141103 | PMT | TRANSFORMADOR |  | TRANSFORMADOR MARCA: TUSCO SE-MANJE | TETE | SE-MANJE | CHIUTA | TSACHIRIRI |  | 527352.030 | 8290628.388 | 100 | 33 | 0.4 | 3 | 2009 | TUSCO | 521190 | 763 | 45 | 634.1378 | 128.8622 | 128862.2222 |  | 37 | 38.15 | 38150 | 724.85 | 2.222% | 16.1078 | 144.97 | 618.03
10141103 | PMT | TRANSFORMADOR |  | TRANSFORMADOR MARCA: TUSCO SE-MANJE | TETE | SE-MANJE | CHIUTA | ZUZE LIPAKWE |  | 532908.842 | 8286409.511 | 100 | 33 | 0.4 | 3 | 2009 | TUSCO | 521191 | 763 | 45 | 634.1378 | 128.8622 | 128862.2222 |  | 37 | 38.15 | 38150 | 724.85 | 2.222% | 16.1078 | 144.97 | 618.03
10141103 | PMT | TRANSFORMADOR |  | TRANSFORMADOR MARCA: TUSCO SE-MANJE | TETE | SE-MANJE | CHIUTA | ZUZE CANHAMA |  | 536462.865 | 8282086.762 | 100 | 33 | 0.4 | 3 | 2009 | TUSCO | 521184 | 763 | 45 | 634.1378 | 128.8622 | 128862.2222 |  | 37 | 38.15 | 38150 | 724.85 | 2.222% | 16.1078 | 144.97 | 618.03
10141103 | PMT | TRANSFORMADOR |  | TRANSFORMADOR MARCA: TUSCO SE-MANJE | TETE | SE-MANJE | CHIUTA | CAMULAMBE 2 |  | 537102.835 | 8276455.141 | 100 | 33 | 0.4 | 3 | 2009 | TUSCO | 521197 | 763 | 45 | 634.1378 | 128.8622 | 128862.2222 |  | 37 | 38.15 | 38150 | 724.85 | 2.222% | 16.1078 | 144.97 | 618.03
10141103 | PMT | TRANSFORMADOR |  | TRANSFORMADOR MARCA: TUSCO SE-MANJE | TETE | SE-MANJE | CHIUTA | CHIMWAMBIDZI |  | 537175.904 | 8272542.106 | 100 | 33 | 0.4 | 3 | 2009 | TUSCO | 521198 | 763 | 45 | 634.1378 | 128.8622 | 128862.2222 |  | 37 | 38.15 | 38150 | 724.85 | 2.222% | 16.1078 | 144.97 | 618.03
10141103 | PMT | TRANSFORMADOR |  | TRANSFORMADOR MARCA:EFACEC SE-MANJE | TETE | SE-MANJE | CHIUTA | KAUNDA |  | 539412.890 | 8269453.351 | 100 | 33 | 0.4 | 3 | 2009 | EFACEC | 521199 | 763 | 45 | 634.1378 | 128.8622 | 128862.2222 |  | 37 | 38.15 | 38150 | 724.85 | 2.222% | 16.1078 | 144.97 | 618.03
10141103 | PMT | TRANSFORMADOR |  | TRANSFORMADOR MARCA: TUSCO SE-MANJE | TETE | SE-MANJE | CHIUTA | KAUNDA |  | 539622.928 | 8269190.612 | 100 | 33 | 0.4 | 3 | 2009 | TUSCO | 521186 | 763 | 45 | 634.1378 | 128.8622 | 128862.2222 |  | 37 | 38.15 | 38150 | 724.85 | 2.222% | 16.1078 | 144.97 | 618.03
10141103 | PMT | TRANSFORMADOR |  | TRANSFORMADOR MARCA: TUSCO SE-MANJE | TETE | SE-MANJE | CHIUTA | KAUNDA |  | 539596.339 | 8268877.402 | 100 | 33 | 0.4 | 3 | 2009 | TUSCO | 521189 | 763 | 45 | 634.1378 | 128.8622 | 128862.2222 |  | 37 | 38.15 | 38150 | 724.85 | 2.222% | 16.1078 | 144.97 | 618.03
10141103 | PMT | TRANSFORMADOR |  | TRANSFORMADOR MARCA:TUSCO SE-MANJE | TETE | SE-MANJE | CHIUTA | CAIMBA |  | 541707.733 | 8265524.911 | 100 | 33 | 0.4 | 3 | 2009 | TUSCO | 521194 | 763 | 45 | 634.1378 | 128.8622 | 128862.2222 |  | 37 | 38.15 | 38150 | 724.85 | 2.222% | 16.1078 | 144.97 | 618.03
10141103 | PMT | TRANSFORMADOR |  | TRANSFORMADOR MARCA:DPM SE-MANJE | TETE | SE-MANJE | CHIUTA | MADVUDZI PONTE |  | 550326.377 | 8252599.712 | 100 | 33 | 0.4 | 3 | 2009 | DPM | N/A | 763 | 45 | 634.1378 | 128.8622 | 128862.2222 |  | 37 | 38.15 | 38150 | 724.85 | 2.222% | 16.1078 | 144.97 | 618.03
10141103 | PMT | TRANSFORMADOR |  | TRANSFORMADOR MARCA: TUSCO SE-MANJE | TETE | SE-MANJE | CHIUTA | MADVUDZI PONTE |  | 550278.322 | 8252086.117 | 160 | 33 | 0.4 | 3 | 2009 | TUSCO | 521200 | 991 | 45 | 823.6311 | 167.3689 | 167368.8889 |  | 37 | 49.55 | 49550 | 941.45 | 2.222% | 20.9211 | 188.29 | 802.71
10141103 | PMT | TRANSFORMADOR |  | TRANSFORMADOR MARCA:DPM SE-MANJE | TETE | SE-MANJE | CHIUTA | NHATSATO |  | 544355.292 | 8261083.262 | 25 | 33 | 0.4 | 3 | 2009 | DPM | DT-529/3 | 643 | 45 | 534.4044 | 108.5956 | 108595.5556 |  | 37 | 32.15 | 32150 | 610.85 | 2.222% | 13.5744 | 122.17 | 520.83
10141103 | PMT | TRANSFORMADOR |  | TRANSFORMADOR MARCA:FUJI TUSCO SE-MANJE | TETE | SE-MANJE | MARAVIA | THETHERA |  | 388396.388 | 8324756.637 | 50 | 33 | 0.4 | 3 | 2009 | FUJI TUSCO | 521205 | 643 | 45 | 534.4044 | 108.5956 | 108595.5556 |  | 37 | 32.15 | 32150 | 610.85 | 2.222% | 13.5744 | 122.17 | 520.83
10141103 | PMT | TRANSFORMADOR |  | TRANSFORMADOR MARCA:EFACEC SE-MANJE | TETE | SE-MANJE | MARAVIA | MBUEZI |  | 390263.241 | 8324958.005 | 50 | 33 | 0.4 | 3 | 2009 | EFACEC | N/A | 643 | 45 | 534.4044 | 108.5956 | 108595.5556 |  | 37 | 32.15 | 32150 | 610.85 | 2.222% | 13.5744 | 122.17 | 520.83
10141103 | PMT | TRANSFORMADOR |  | TRANSFORMADOR MARCA:EFACEC SE-JINDAL | TETE | SE-JINDAL | MAGOE | INHANGOME |  | 380276.730 | 8248946.098 | 50 | 33 | 0.4 | 3 | 2009 | EFACEC |  | 643 | 45 | 534.4044 | 108.5956 | 108595.5556 |  | 37 | 32.15 | 32150 | 610.85 | 2.222% | 13.5744 | 122.17 | 520.83
10141103 | PMT | TRANSFORMADOR |  | TRANSFORMADOR MARCA:PME SE-MWANZA/MALAWI | TETE | SE-MWANZA/MALAWI | ZOBUE | MXATIHL |  | 654278.523 | 8275510.015 | 100 | 33 | 0.4 | 3 | 2009 | PME | 100090732 | 763 | 45 | 634.1378 | 128.8622 | 128862.2222 |  | 37 | 38.15 | 38150 | 724.85 | 2.222% | 16.1078 | 144.97 | 618.03
10141103 | PMT | TRANSFORMADOR |  | TRANSFORMADOR MARCA:PME SE-MWANZA/MALAWI | TETE | SE-MWANZA/MALAWI | ZOBUE | ESCOLA |  | 653340.069 | 8274694.462 | 100 | 33 | 0.4 | 3 | 2009 | PME | 100090735 | 763 | 45 | 634.1378 | 128.8622 | 128862.2222 |  | 37 | 38.15 | 38150 | 724.85 | 2.222% | 16.1078 | 144.97 | 618.03
10141103 | PMT | TRANSFORMADOR |  | TRANSFORMADOR MARCA:PME SE-MWANZA/MALAWI | TETE | SE-MWANZA/MALAWI | ZOBUE | AMBONI |  | 653571.181 | 8276165.263 | 160 | 33 | 0.4 | 3 | 2009 | PME | 100090738 | 991 | 45 | 823.6311 | 167.3689 | 167368.8889 |  | 37 | 49.55 | 49550 | 941.45 | 2.222% | 20.9211 | 188.29 | 802.71
10141103 | PMT | TRANSFORMADOR | PTS 1 | TRANSFORMADOR MARCA:PME ANGOCHE PTS 1 |  | ANGOCHE | TOPUITO |  |  | 16°33.161 | 39°37.074 | 160KVA | 22KV | 400V | 3 | 2009 | PME |  | 572 | 45 | 475.3956 | 96.6044 | 96604.4444 |  | 37 | 28.6 | 28600 | 543.4 | 2.222% | 12.0756 | 108.68 | 463.32
10141103 | PMT | TRANSFORMADOR | PTS 3 | TRANSFORMADOR MARCA:DPM ANGOCHE PTS 3 |  | ANGOCHE | TOPUITO |  |  | 16°32.824 | 39°38.890 | 160KVA | 22KV | 400V | 3 | 2009 | DPM |  | 572 | 45 | 475.3956 | 96.6044 | 96604.4444 |  | 37 | 28.6 | 28600 | 543.4 | 2.222% | 12.0756 | 108.68 | 463.32
10141103 | PMT | TRANSFORMADOR | PT115 | TRANSFORMADOR MARCA:Efacec PT115 PT115 | Bairro do Macurungo(Mercado) | PT115 | BEIRA | SOFALA |  | 696702.2 | 7805529.3 | 250 | 22 | 0.4 | 3 | 2009 | Efacec | F000225.04 | 953 | 45 | 792.0489 | 160.9511 | 160951.1111 |  | 37 | 47.65 | 47650 | 905.35 | 2.222% | 20.1189 | 181.07 | 771.93
10141103 | PMT | TRANSFORMADOR | PT223 | TRANSFORMADOR MARCA:Efacec PT223 PT223 | Ngozi | PT223 | BEIRA | SOFALA |  | S 19°45'05.40" | E 034°52'29.62" | 200 | 22 | 0.4 | 3 | 2009 | Efacec | F000224.03 | 572 | 45 | 475.3956 | 96.6044 | 96604.4444 |  | 37 | 28.6 | 28600 | 543.4 | 2.222% | 12.0756 | 108.68 | 463.32
10141103 | PMT | TRANSFORMADOR | PT228 | TRANSFORMADOR MARCA:ITB PT228 PT228 | Cerâmica ex-PRM | PT228 | BEIRA | SOFALA |  | -19.1805 | 34.1738 | 100 | 22 | 0.4 | 3 | 2009 | ITB | 62656 | 445 | 45 | 369.8444 | 75.1556 | 75155.5556 |  | 37 | 22.25 | 22250 | 422.75 | 2.222% | 9.3944 | 84.55 | 360.45
10141103 | PMT | TRANSFORMADOR | PT235 | TRANSFORMADOR MARCA:Efacec PT235 PT235 | Bairro de Mbátwe | PT235 | BEIRA | SOFALA |  | 700680.9 | 7811314.2 | 50 | 22 | 0.4 | 3 | 2009 | Efacec | F000227.04 | 433 | 45 | 359.8711 | 73.1289 | 73128.8889 |  | 37 | 21.65 | 21650 | 411.35 | 2.222% | 9.1411 | 82.27 | 350.73
10141103 | PMT | TRANSFORMADOR | PT236 | TRANSFORMADOR MARCA:Efacec PT236 PT236 | Bairro Inhamízua-Póvoa | PT236 | BEIRA | SOFALA |  | 688228.1 | 7820137 | 50 | 22 | 0.4 | 3 | 2009 | Efacec | F000227.01 | 433 | 45 | 359.8711 | 73.1289 | 73128.8889 |  | 37 | 21.65 | 21650 | 411.35 | 2.222% | 9.1411 | 82.27 | 350.73
10141103 | PMT | TRANSFORMADOR | PT237 | TRANSFORMADOR MARCA:Efacec PT237 PT237 | Bairro Inhamízua-Póvoa | PT237 | BEIRA | SOFALA |  | 687797 | 7820835.5 | 50 | 22 | 0.4 | 3 | 2009 | Efacec | F000227.02 | 433 | 45 | 359.8711 | 73.1289 | 73128.8889 |  | 37 | 21.65 | 21650 | 411.35 | 2.222% | 9.1411 | 82.27 | 350.73
10141103 | PMT | TRANSFORMADOR | PT238 | TRANSFORMADOR MARCA:Efacec PT238 PT238 | Bairro Inhamízua-Póvoa | PT238 | BEIRA | SOFALA |  | 688319.5 | 7821324.6 | 160 | 22 | 0.4 | 3 | 2009 | Efacec | F000229.01 | 572 | 45 | 475.3956 | 96.6044 | 96604.4444 |  | 37 | 28.6 | 28600 | 543.4 | 2.222% | 12.0756 | 108.68 | 463.32
10141103 | PMT | TRANSFORMADOR | PT242 | TRANSFORMADOR MARCA:Efacec PT242 PT242 | Bairro Macurungo - Guina | PT242 | BEIRA | SOFALA |  | 696375.5 | 7804905.8 | 160 | 22 | 0.4 | 3 | 2009 | Efacec | F000229.01 | 572 | 45 | 475.3956 | 96.6044 | 96604.4444 |  | 37 | 28.6 | 28600 | 543.4 | 2.222% | 12.0756 | 108.68 | 463.32
10141103 | PMT | TRANSFORMADOR | PT243 | TRANSFORMADOR MARCA:ITB PT243 PT243 | Vila Massane | PT243 | BEIRA | SOFALA |  | 694219.6 | 7814561 | 200 | 22 | 0.4 | 3 | 2009 | ITB | 62658 | 572 | 45 | 475.3956 | 96.6044 | 96604.4444 |  | 37 | 28.6 | 28600 | 543.4 | 2.222% | 12.0756 | 108.68 | 463.32
10141103 | PMT | TRANSFORMADOR | PT244 | TRANSFORMADOR MARCA:DPM = DELTA POWER MALTA PT244 PT244 | Bairro da Zona Verde - Entrada do PAPIR | PT244 | BEIRA | SOFALA |  | 694026 | 7815017 | 200 | 22 | 0.4 | 3 | 2009 | DPM = DELTA POWER MALTA | 10685301/02 | 572 | 45 | 475.3956 | 96.6044 | 96604.4444 |  | 37 | 28.6 | 28600 | 543.4 | 2.222% | 12.0756 | 108.68 | 463.32
10141103 | PMT | TRANSFORMADOR | PT247 | TRANSFORMADOR MARCA:DPM PT247 PT247 | Bairro Massamba-Muchatazina | PT247 | BEIRA | SOFALA |  | 694051.5 | 7807291.6 | 315 | 22 | 0.4 | 3 | 2009 | DPM | DC0114/0025 | 953 | 45 | 792.0489 | 160.9511 | 160951.1111 |  | 37 | 47.65 | 47650 | 905.35 | 2.222% | 20.1189 | 181.07 | 771.93
10141103 | PMT | TRANSFORMADOR | PT276 | TRANSFORMADOR MARCA:itb PT276 PT276 | Bairro Macurungo - Expansão III | PT276 | BEIRA | SOFALA |  | S 19°50'21.17" | E 034°53'10.53" | 160 | 22 | 0.4 | 3 | 2009 | itb | 605969 | 572 | 45 | 475.3956 | 96.6044 | 96604.4444 |  | 37 | 28.6 | 28600 | 543.4 | 2.222% | 12.0756 | 108.68 | 463.32
10141103 | PMT | TRANSFORMADOR | PT285 | TRANSFORMADOR MARCA:PME PT285 PT285 | Mobeira - Inhamízua próximo da Quinta Portugal | PT285 | BEIRA | SOFALA |  | 692400.3 | 7816648.5 | 160 | 22 | 0.4 | 3 | 2009 | PME | 1600900 | 572 | 45 | 475.3956 | 96.6044 | 96604.4444 |  | 37 | 28.6 | 28600 | 543.4 | 2.222% | 12.0756 | 108.68 | 463.32
10141103 | PMT | TRANSFORMADOR | PT289 | TRANSFORMADOR MARCA:Efacec PT289 PT289 | Rua Vasco da Gama próximo da EPC1 Palmeiras I | PT289 | BEIRA | SOFALA |  | 694571.1 | 7804782.1 | 315 | 6.6 | 0.4 | 3 | 2009 | Efacec | F000226.03 | 840 | 45 | 698.1333 | 141.8667 | 141866.6667 |  | 37 | 42 | 42000 | 798 | 2.222% | 17.7333 | 159.6 | 680.4
10141103 | PMT | TRANSFORMADOR | PT297 | TRANSFORMADOR MARCA:FST PT297 PT297 | Bairro Muchatazina | PT297 | BEIRA | SOFALA |  | S 19°49'11.34" | E 034°51'45.35" | 160 | 22 | 0.4 | 3 | 2009 | FST | 90415 | 572 | 45 | 475.3956 | 96.6044 | 96604.4444 |  | 37 | 28.6 | 28600 | 543.4 | 2.222% | 12.0756 | 108.68 | 463.32
10141103 | PMT | TRANSFORMADOR | PT320 | TRANSFORMADOR MARCA:ITB PT320 PT320 | Bairro de Macurungo - Xidima | PT320 | BEIRA | SOFALA |  | 697539.7 | 7805201.4 | 160 | 22 | 0.4 | 3 | 2009 | ITB | 605963 | 572 | 45 | 475.3956 | 96.6044 | 96604.4444 |  | 37 | 28.6 | 28600 | 543.4 | 2.222% | 12.0756 | 108.68 | 463.32
10141103 | PMT | TRANSFORMADOR | PT326 | TRANSFORMADOR MARCA:PME PT326 PT326 | Bairrro de Vaz Milha 3 | PT326 | BEIRA | SOFALA |  | 694732 | 7810344.6 | 160 | 22 | 0.4 | 3 | 2009 | PME | 1600900 | 572 | 45 | 475.3956 | 96.6044 | 96604.4444 |  | 37 | 28.6 | 28600 | 543.4 | 2.222% | 12.0756 | 108.68 | 463.32
10141103 | PMT | TRANSFORMADOR | PT2 | TRANSFORMADOR MARCA:Efacec PT2 PT2 | Estrada para Distrito do Búzi Tica 2 | PT2 | NHAMATANDA |  |  | 626139.3 | 7869067.9 | 200 | 22 | 0.4 | 3 | 2009 | Efacec | F000224 | 572 | 45 | 475.3956 | 96.6044 | 96604.4444 |  | 37 | 28.6 | 28600 | 543.4 | 2.222% | 12.0756 | 108.68 | 463.32
10141103 | PMT | TRANSFORMADOR | PT3 | TRANSFORMADOR MARCA: PT3 PT3 | Estrada Nacional nº 6 Lamego 1 | PT3 | NHAMATANDA |  |  | 626848.9 | 7867686.4 | 200 | 22 | 0.4 | 3 | 2009 |  |  | 572 | 45 | 475.3956 | 96.6044 | 96604.4444 |  | 37 | 28.6 | 28600 | 543.4 | 2.222% | 12.0756 | 108.68 | 463.32
10141103 | PMT | TRANSFORMADOR | PT4 | TRANSFORMADOR MARCA:TM PT4 PT4 | 1º Bairro Vila de Nhamatanda | PT4 | NHAMATANDA |  |  | 626469.9 | 7868504.4 | 315 | 22 | 0.4 | 3 | 2009 | TM |  | 953 | 45 | 792.0489 | 160.9511 | 160951.1111 |  | 37 | 47.65 | 47650 | 905.35 | 2.222% | 20.1189 | 181.07 | 771.93
10141103 | PMT | TRANSFORMADOR | PT5 | TRANSFORMADOR MARCA: PT5 PT5 | 5º Bairro Vila de Namatanda | PT5 | NHAMATANDA |  |  | 626525.5 | 7869191.8 | 315 | 22 | 0.4 | 3 | 2009 |  |  | 953 | 45 | 792.0489 | 160.9511 | 160951.1111 |  | 37 | 47.65 | 47650 | 905.35 | 2.222% | 20.1189 | 181.07 | 771.93
10141103 | PMT | TRANSFORMADOR | PT6 | TRANSFORMADOR MARCA: PT6 PT6 | 5º Bairro Vila de Namatanda | PT6 | NHAMATANDA |  |  | 627025.4 | 7880042.3 | 500 | 22 | 0.4 | 3 | 2009 |  |  | 1016 | 45 | 844.4089 | 171.5911 | 171591.1111 |  | 37 | 50.8 | 50800 | 965.2 | 2.222% | 21.4489 | 193.04 | 822.96
10141103 | PMT | TRANSFORMADOR | PT7 | TRANSFORMADOR MARCA:DPM PT7 PT7 | 4ºBairro Vila de Nhamatanda (Próximo da Igreja) | PT7 | NHAMATANDA |  |  | 608017.1 | 7872029.4 | 315 | 22 | 0.4 | 3 | 2009 | DPM |  | 953 | 45 | 792.0489 | 160.9511 | 160951.1111 |  | 37 | 47.65 | 47650 | 905.35 | 2.222% | 20.1189 | 181.07 | 771.93
10141103 | PMT | TRANSFORMADOR | PT8 | TRANSFORMADOR MARCA:ITB PT8 PT8 | 3º Bairro Vila de Namatanda | PT8 | NHAMATANDA |  |  | 643556.7 | 7858269.8 | 160 | 22 | 0.4 | 3 | 2009 | ITB |  | 572 | 45 | 475.3956 | 96.6044 | 96604.4444 |  | 37 | 28.6 | 28600 | 543.4 | 2.222% | 12.0756 | 108.68 | 463.32
10141103 | PMT | TRANSFORMADOR | PT9 | TRANSFORMADOR MARCA:FST PT9 PT9 | 5º Bairro Vila de Nhamatanda | PT9 | NHAMATANDA |  |  | 626890.3 | 7868620.9 | 160 | 22 | 0.4 | 3 | 2009 | FST | TB090418 | 572 | 45 | 475.3956 | 96.6044 | 96604.4444 |  | 37 | 28.6 | 28600 | 543.4 | 2.222% | 12.0756 | 108.68 | 463.32
10141103 | PMT | TRANSFORMADOR | PT12 | TRANSFORMADOR MARCA:FST PT12 PT12 | Localidade de Nharuchonga | PT12 | NHAMATANDA |  |  | 626901.7 | 7869492.4 | 100 | 22 | 0.4 | 3 | 2009 | FST |  | 445 | 45 | 369.8444 | 75.1556 | 75155.5556 |  | 37 | 22.25 | 22250 | 422.75 | 2.222% | 9.3944 | 84.55 | 360.45
10141103 | PMT | TRANSFORMADOR | PT15 | TRANSFORMADOR MARCA:ITB PT15 PT15 | Tica ao lado da Escola Secundária | PT15 | NHAMATANDA |  |  |  |  | 100 | 22 | 0.4 | 3 | 2009 | ITB | 605950 | 445 | 45 | 369.8444 | 75.1556 | 75155.5556 |  | 37 | 22.25 | 22250 | 422.75 | 2.222% | 9.3944 | 84.55 | 360.45
10141103 | PMT | TRANSFORMADOR | PT16 | TRANSFORMADOR MARCA: PT16 PT16 | Metuchira III | PT16 | NHAMATANDA |  |  |  |  | 160 | 22 | 0.4 | 3 | 2009 |  |  | 572 | 45 | 475.3956 | 96.6044 | 96604.4444 |  | 37 | 28.6 | 28600 | 543.4 | 2.222% | 12.0756 | 108.68 | 463.32
10141103 | PMT | TRANSFORMADOR | AGCHI/PT19 | TRANSFORMADOR MARCA:TRANSFORMADOR MOZABIQUE SA AGCHI/PT19 AGCHI/PT19 | ZONA INDUSTRIAL OFICINA LOCAS | AGCHI/PT19 | CHIMOIO | MANICA |  | S 06 52,03 | E033 28 25,41 | 100 | 6.6 | 0.4 | 3 | 2009 | TRANSFORMADOR MOZABIQUE SA | 10685201/01 | 445 | 45 | 369.8444 | 75.1556 | 75155.5556 |  | 37 | 22.25 | 22250 | 422.75 | 2.222% | 9.3944 | 84.55 | 360.45
10141103 | PMT | TRANSFORMADOR | AGCHI/PT25 | TRANSFORMADOR MARCA:PME AGCHI/PT25 AGCHI/PT25 | MERCADO DAMO | AGCHI/PT25 | CHIMOIO | MANICA |  | S19 07 15,36 | E033 29 22,48 | 250 | 22 | 0.4 | 3 | 2009 | PME | 250090023 | 953 | 45 | 792.0489 | 160.9511 | 160951.1111 |  | 37 | 47.65 | 47650 | 905.35 | 2.222% | 20.1189 | 181.07 | 771.93
10141103 | PMT | TRANSFORMADOR | AGCHI/PT49 | TRANSFORMADOR MARCA:PME AGCHI/PT49 AGCHI/PT49 | ZONA DE MADJETCHA | AGCHI/PT49 | CHIMOIO | MANICA | Bairro nº 4 | S19 07 47,48 | E033 28 30,89 | 250 | 22 | 0.4 | 3 | 2009 | PME | 250090024 | 953 | 45 | 792.0489 | 160.9511 | 160951.1111 |  | 37 | 47.65 | 47650 | 905.35 | 2.222% | 20.1189 | 181.07 | 771.93
10141103 | PMT | TRANSFORMADOR | AGCHI/PT65 | TRANSFORMADOR MARCA:PME AGCHI/PT65 AGCHI/PT65 | TEMBWE | AGCHI/PT65 | CHIMOIO | MANICA |  | S 19ᵒ 05" 18,9' | E 033ᵒ 27' 08,7" | 200 | 6.6 | 0.4 | 3 | 2009 | PME | 160090019 | 572 | 45 | 475.3956 | 96.6044 | 96604.4444 |  | 37 | 28.6 | 28600 | 543.4 | 2.222% | 12.0756 | 108.68 | 463.32
10141103 | PMT | TRANSFORMADOR | AGCHI/PT74 | TRANSFORMADOR MARCA:DPN AGCHI/PT74 AGCHI/PT74 | ZONA DE MANECAS | AGCHI/PT74 | CHIMOIO | MANICA | BAIRRO NAMATSANE | S19 05 18.3 | E33 27 41.1 | 160 | 6.6 | 0.4 | 3 | 2009 | DPN | 2087051/01 | 572 | 45 | 475.3956 | 96.6044 | 96604.4444 |  | 37 | 28.6 | 28600 | 543.4 | 2.222% | 12.0756 | 108.68 | 463.32
10141103 | PMT | TRANSFORMADOR | AGCHI/PT88 | TRANSFORMADOR MARCA:PME AGCHI/PT88 AGCHI/PT88 | 1º DE MAIO EPC 1º DE MAIO | AGCHI/PT88 | CHIMOIO | MANICA | Bairro 1º de Maio | S19 08 08,52 | E033 3033,54 | 100 | 22 | 0.4 | 3 | 2009 | PME | 100090721 | 445 | 45 | 369.8444 | 75.1556 | 75155.5556 |  | 37 | 22.25 | 22250 | 422.75 | 2.222% | 9.3944 | 84.55 | 360.45
10141103 | PMT | TRANSFORMADOR | AGCHI/PT89 | TRANSFORMADOR MARCA:DESTA POWER MATLA DPM AGCHI/PT89 AGCHI/PT89 | DEPOIS MERCADO MAQUELIMANE | AGCHI/PT89 | CHIMOIO | MANICA | NAHAMAONHA | S 19 06 52,40 | E 033 29 36,73 | 160 | 6.6 | 0.4 | 3 | 2009 | DESTA POWER MATLA DPM | 20671403/03 | 572 | 45 | 475.3956 | 96.6044 | 96604.4444 |  | 37 | 28.6 | 28600 | 543.4 | 2.222% | 12.0756 | 108.68 | 463.32
10141103 | PMT | TRANSFORMADOR | AGCHI/PT90 | TRANSFORMADOR MARCA:DESTA POWER MATLA DPM AGCHI/PT90 AGCHI/PT90 | NAHAMAONHA | AGCHI/PT90 | CHIMOIO | MANICA | NAHAMAONHA | S19 08 34,59 | E 033 29 36,73 | 160 | 6.6 | 0.4 | 3 | 2009 | DESTA POWER MATLA DPM | 20671403/02 | 572 | 45 | 475.3956 | 96.6044 | 96604.4444 |  | 37 | 28.6 | 28600 | 543.4 | 2.222% | 12.0756 | 108.68 | 463.32
10141103 | PMT | TRANSFORMADOR | AGCHI/PT99 | TRANSFORMADOR MARCA:PME AGCHI/PT99 AGCHI/PT99 | DEPIOS DO CAMPO | AGCHI/PT99 | CHIMOIO | MANICA | Bairro 7 de Setembro | S19 06 01,65 | E033 29 12,49 | 250 | 22 | 0.4 | 3 | 2009 | PME | 250090022 | 953 | 45 | 792.0489 | 160.9511 | 160951.1111 |  | 37 | 47.65 | 47650 | 905.35 | 2.222% | 20.1189 | 181.07 | 771.93
10141103 | PMT | TRANSFORMADOR | AGCHI/PT101 | TRANSFORMADOR MARCA:PME AGCHI/PT101 AGCHI/PT101 | BAIRRO MATSINHO | AGCHI/PT101 | CHIMOIO | MANICA | MATSINHO | S18 59 44.0 | E33 23 05.3 | 160 | 22 | 0.4 | 3 | 2009 | PME | 1600900 | 572 | 45 | 475.3956 | 96.6044 | 96604.4444 |  | 37 | 28.6 | 28600 | 543.4 | 2.222% | 12.0756 | 108.68 | 463.32
10141103 | PMT | TRANSFORMADOR | AGCHI/PT115 | TRANSFORMADOR MARCA:ITB AGCHI/PT115 AGCHI/PT115 | FOMENTO | AGCHI/PT115 | CHIMOIO | MANICA | BAIRRO HERIOS MOCAMBICANOS | S19 04 44.9 | E33 23 32.1 | 160 | 22 | 0.4 | 3 | 2009 | ITB | 605948 | 572 | 45 | 475.3956 | 96.6044 | 96604.4444 |  | 37 | 28.6 | 28600 | 543.4 | 2.222% | 12.0756 | 108.68 | 463.32
10141103 | PMT | TRANSFORMADOR | AGCHI/PT118 | TRANSFORMADOR MARCA:PCB POWER TRANSFORMERS AGCHI/PT118 AGCHI/PT118 | MOAGEM SR. MUCHANGA | AGCHI/PT118 | CHIMOIO | MANICA | 7 DE ABRIL | S19ᵒ 08' 26.2 " | E33ᵒ 28' 38.2" | 250 | 22 | 0.4 | 3 | 2009 | PCB POWER TRANSFORMERS | 2500900 | 953 | 45 | 792.0489 | 160.9511 | 160951.1111 |  | 37 | 47.65 | 47650 | 905.35 | 2.222% | 20.1189 | 181.07 | 771.93
10141103 | PMT | TRANSFORMADOR | AGCHI/PT119 | TRANSFORMADOR MARCA:ALSTOM AGCHI/PT119 AGCHI/PT119 | ZONA DE EXPANSAO - MOTA | AGCHI/PT119 | CHIMOIO | MANICA | 7 DE ABRIL | S19ᵒ 09' 21.6" | E33ᵒ 28' 17.4" | 200 | 22 | 0.4 | 3 | 2009 | ALSTOM | 0111827M | 572 | 45 | 475.3956 | 96.6044 | 96604.4444 |  | 37 | 28.6 | 28600 | 543.4 | 2.222% | 12.0756 | 108.68 | 463.32
10141103 | PMT | TRANSFORMADOR | AGCHI/PT120 | TRANSFORMADOR MARCA:TST AGCHI/PT120 AGCHI/PT120 | LOCALIDADE URBANA 3 | AGCHI/PT120 | CHIMOIO | MANICA | LOCALIDADE URBANA 3 | S19 07 02.7 | E33 27 03.8 | 160 | 22 | 0.4 | 3 | 2009 | TST | TB91404 | 572 | 45 | 475.3956 | 96.6044 | 96604.4444 |  | 37 | 28.6 | 28600 | 543.4 | 2.222% | 12.0756 | 108.68 | 463.32
10141103 | PMT | TRANSFORMADOR | AGCHI/PT133 | TRANSFORMADOR MARCA:FST AGCHI/PT133 AGCHI/PT133 | MOAGEM DO SR FERRO | AGCHI/PT133 | CHIMOIO | MANICA | BAIRRO HERIOS MOCAMBICANOS | S19 07 57.8 | E33 28 29.6 | 160 | 22 | 0.4 | 3 | 2009 | FST | 13090116 | 572 | 45 | 475.3956 | 96.6044 | 96604.4444 |  | 37 | 28.6 | 28600 | 543.4 | 2.222% | 12.0756 | 108.68 | 463.32
10141103 | PMT | TRANSFORMADOR | AGGDL/PT2 | TRANSFORMADOR MARCA:ITB AGGDL/PT2 AGGDL/PT2 | Bairro 3 de Fevereiro | AGGDL/PT2 | GONDOLA | MANICA | PENSAO DELEGADO | S19 05 20,3 | E033 38 54,9 | 200 | 22 | 0.4 | 3 | 2009 | ITB | 605965 | 572 | 45 | 475.3956 | 96.6044 | 96604.4444 |  | 37 | 28.6 | 28600 | 543.4 | 2.222% | 12.0756 | 108.68 | 463.32
10141103 | PMT | TRANSFORMADOR | AGGDL/PT12 | TRANSFORMADOR MARCA:FST AGGDL/PT12 AGGDL/PT12 | Bairro Maforga | AGGDL/PT12 | GONDOLA | MANICA | EP DO 2ºGRAU DE NHAMBONDA | S19 07 29,4 | E033 41 44,6 | 160 | 22 | 0.4 | 3 | 2009 | FST | 923342 | 572 | 45 | 475.3956 | 96.6044 | 96604.4444 |  | 37 | 28.6 | 28600 | 543.4 | 2.222% | 12.0756 | 108.68 | 463.32
10141103 | PMT | TRANSFORMADOR | AGGDL/PT14 | TRANSFORMADOR MARCA:ITB AGGDL/PT14 AGGDL/PT14 | Bairro Maforga | AGGDL/PT14 | GONDOLA | MANICA | MERCADO MUSSUNZA | S19 05 14,7 | E033 42 31,4 | 32 | 22 | 0.22 | 1 | 2009 | ITB | 60565 | 433 | 45 | 359.8711 | 73.1289 | 73128.8889 |  | 37 | 21.65 | 21650 | 411.35 | 2.222% | 9.1411 | 82.27 | 350.73
10141103 | PMT | TRANSFORMADOR | AGGDL/PT29 | TRANSFORMADOR MARCA:TRANSFORMADOR DE MOZAMBIQUES AGGDL/PT29 AGGDL/PT29 | Bairro 25 de Junho | AGGDL/PT29 | GONDOLA | MANICA |  | S19 06 16,25 | E033 38 49,97 | 100 | 22 | 0.4 | 3 | 2009 | TRANSFORMADOR DE MOZAMBIQUES | 10090724 | 445 | 45 | 369.8444 | 75.1556 | 75155.5556 |  | 37 | 22.25 | 22250 | 422.75 | 2.222% | 9.3944 | 84.55 | 360.45
10141103 | PMT | TRANSFORMADOR | USICP/PT5 | TRANSFORMADOR MARCA:PME USICP/PT5 USICP/PT5 | Bairro 7 Abril | USICP/PT5 | INCHOPE | MANICA | ADMINISTRAACAO | S19 11 34,53 | E033 54 26,48 | 50 | 22 | 0.4 | 3 | 2009 | PME | 50090007 | 433 | 45 | 359.8711 | 73.1289 | 73128.8889 |  | 37 | 21.65 | 21650 | 411.35 | 2.222% | 9.1411 | 82.27 | 350.73
10141103 | PMT | TRANSFORMADOR | USMCP/PT4 | TRANSFORMADOR MARCA:PME USMCP/PT4 USMCP/PT4 | Bairro Chizipa | USMCP/PT4 | MANICA | MANICA | MIGRACAO | S19 00 21,97 | E032 43 29,99 | 160 | 33 | 0.4 | 3 | 2009 | PME | 160090030 | 991 | 45 | 823.6311 | 167.3689 | 167368.8889 |  | 37 | 49.55 | 49550 | 941.45 | 2.222% | 20.9211 | 188.29 | 802.71
10141103 | PMT | TRANSFORMADOR | AGMNC/PT4 | TRANSFORMADOR MARCA:PME AGMNC/PT4 AGMNC/PT4 | Bairro 4° Congresso | AGMNC/PT4 | MANICA | MANICA | PROXIMO DA FLORTEX | S18 56 14,4 | E032 51 48,1 | 160 | 33 | 0.4 | 3 | 2009 | PME | 160090040 | 991 | 45 | 823.6311 | 167.3689 | 167368.8889 |  | 37 | 49.55 | 49550 | 941.45 | 2.222% | 20.9211 | 188.29 | 802.71
10141103 | PMT | TRANSFORMADOR | AGMNC/PT6 | TRANSFORMADOR MARCA:ITB AGMNC/PT6 AGMNC/PT6 | Bairro 7 de Abril | AGMNC/PT6 | MANICA | MANICA | NOS EUCALITOS | S18 55 55,6 | E032 52 19,6 | 250 | 33 | 0.4 | 3 | 2009 | ITB | 607240 | 991 | 45 | 823.6311 | 167.3689 | 167368.8889 |  | 37 | 49.55 | 49550 | 941.45 | 2.222% | 20.9211 | 188.29 | 802.71
10141103 | PMT | TRANSFORMADOR | USMSC/PT7 | TRANSFORMADOR MARCA:PME USMSC/PT7 USMSC/PT7 | Bairro Machipanda | USMSC/PT7 | MANICA | MANICA | PIPELINE - PROXIMO EUCILIO | S18 59 27,4 | E033 03 22,2 | 100 | 6.6 | 0.4 | 3 | 2009 | PME | 10091715 | 445 | 45 | 369.8444 | 75.1556 | 75155.5556 |  | 37 | 22.25 | 22250 | 422.75 | 2.222% | 9.3944 | 84.55 | 360.45
10141103 | PMT | TRANSFORMADOR | USMSC/PT9 | TRANSFORMADOR MARCA:PME USMSC/PT9 USMSC/PT9 | Bairro Manica | USMSC/PT9 | MANICA | MANICA | BOMBA DE AGUA | S18 59 38,6 | E033 03 42,9 | 250 | 6.6 | 0.4 | 3 | 2009 | PME | 250090005 | 840 | 45 | 698.1333 | 141.8667 | 141866.6667 |  | 37 | 42 | 42000 | 798 | 2.222% | 17.7333 | 159.6 | 680.4
10141103 | PMT | TRANSFORMADOR | USMSC/PT10 | TRANSFORMADOR MARCA: USMSC/PT10 USMSC/PT10 | Bairro Chimoio | USMSC/PT10 | MANICA | MANICA | IGREJA CATOLICA | S18 59 53,5 | E03 04 08,0 | 100 | 6.6 | 0.4 | 3 | 2009 |  |  | 445 | 45 | 369.8444 | 75.1556 | 75155.5556 |  | 37 | 22.25 | 22250 | 422.75 | 2.222% | 9.3944 | 84.55 | 360.45
10141103 | PMT | TRANSFORMADOR | USMSC/PT11 | TRANSFORMADOR MARCA:PME USMSC/PT11 USMSC/PT11 | Bairro Chimoio | USMSC/PT11 | MANICA | MANICA | PROX SENHOR JONQUEIRO | S19 00 00,3 | E033 04 23,7 | 50 | 6.6 | 0.4 | 3 | 2009 | PME | 100090916 | 381 | 45 | 316.6533 | 64.3467 | 64346.6667 |  | 37 | 19.05 | 19050 | 361.95 | 2.222% | 8.0433 | 72.39 | 308.61
10141103 | PMT | TRANSFORMADOR | USMSC/PT13 | TRANSFORMADOR MARCA:PME USMSC/PT13 USMSC/PT13 | Bairro Chissano | USMSC/PT13 | MANICA | MANICA | DEVISIO DA DASA MESSICA | S19 00 03,3 | E033 04 51,9 | 100 | 6.6 | 0.4 | 3 | 2009 | PME | 10009013 | 445 | 45 | 369.8444 | 75.1556 | 75155.5556 |  | 37 | 22.25 | 22250 | 422.75 | 2.222% | 9.3944 | 84.55 | 360.45
10141103 | PMT | TRANSFORMADOR | USMSC/PT14 | TRANSFORMADOR MARCA:PME USMSC/PT14 USMSC/PT14 | Bairro Militar | USMSC/PT14 | MANICA | MANICA | EX IGREJA CATOLICA | S18 59 18,9 | E033 05 13,7 | 160 | 6.6 | 0.4 | 3 | 2009 | PME | 100900/03 | 572 | 45 | 475.3956 | 96.6044 | 96604.4444 |  | 37 | 28.6 | 28600 | 543.4 | 2.222% | 12.0756 | 108.68 | 463.32
10141103 | PMT | TRANSFORMADOR | PT 235 | TRANSFORMADOR MARCA:ITB PT 235 PT 235 |  | PT 235 | Maxaquene |  |  |  |  | 500 | 11 | 0.4 | 3Ø | 2009 | ITB | 60725 | 1016 | 45 | 844.4089 | 171.5911 | 171591.1111 |  | 37 | 50.8 | 50800 | 965.2 | 2.222% | 21.4489 | 193.04 | 822.96
10141103 | PMT | TRANSFORMADOR | PT 436 | TRANSFORMADOR MARCA:EFACEC PT 436 PT 436 |  | PT 436 | Mabukwane |  |  |  |  | 500 | 11 | 0.4 | 3Ø | 2009 | EFACEC | F000338.02 | 1016 | 45 | 844.4089 | 171.5911 | 171591.1111 |  | 37 | 50.8 | 50800 | 965.2 | 2.222% | 21.4489 | 193.04 | 822.96
10141103 | PMT | TRANSFORMADOR | PTS 454 | TRANSFORMADOR MARCA:PAUWELS PTS 454 PTS 454 |  | PTS 454 | Matola | Liberdade |  | 32.476552 | -25.922458 | 250 | 33 | 0.4 | 3Ø | 2009 | PAUWELS | 1111 0903135 | 991 | 45 | 823.6311 | 167.3689 | 167368.8889 |  | 37 | 49.55 | 49550 | 941.45 | 2.222% | 20.9211 | 188.29 | 802.71
10141103 | PMT | TRANSFORMADOR | PTS 61 | TRANSFORMADOR MARCA:DPM PTS 61 PTS 61 |  | PTS 61 | Matola | Unidade H |  | 32.456632 | -25.927776 | 250 | 33 | 0.4 | 3Ø | 2009 | DPM | 20668004/01 | 991 | 45 | 823.6311 | 167.3689 | 167368.8889 |  | 37 | 49.55 | 49550 | 941.45 | 2.222% | 20.9211 | 188.29 | 802.71
10141103 | PMT | TRANSFORMADOR | PTS 86 | TRANSFORMADOR MARCA:Free State Transformers PTS 86 PTS 86 |  | PTS 86 | Matola | Liberdade |  | 32.458381 | -25.907430 | 500 | 33 | 0.4 | 3Ø | 2009 | Free State Transformers | TB090462 | 1200 | 45 | 997.3333 | 202.6667 | 202666.6667 |  | 37 | 60 | 60000 | 1140 | 2.222% | 25.3333 | 228 | 972
10141103 | PMT | TRANSFORMADOR | PTS 536 | TRANSFORMADOR MARCA:PAUWELS PTS 536 PTS 536 |  | PTS 536 | Matola | Tchumemene 8 |  | 32.423778 | -25.871496 | 160 | 33 | 0.4 | 3Ø | 2009 | PAUWELS | 1111 0903068 | 991 | 45 | 823.6311 | 167.3689 | 167368.8889 |  | 37 | 49.55 | 49550 | 941.45 | 2.222% | 20.9211 | 188.29 | 802.71
10141103 | PMT | TRANSFORMADOR | PTS 356 | TRANSFORMADOR MARCA:Free State Transformers PTS 356 PTS 356 |  | PTS 356 | Matola | Malhapsene |  | 32.429774 | -25.893974 | 315 | 33 | 0.4 | 3Ø | 2009 | Free State Transformers | TB090411 | 1039 | 45 | 863.5244 | 175.4756 | 175475.5556 |  | 37 | 51.95 | 51950 | 987.05 | 2.222% | 21.9344 | 197.41 | 841.59
10141103 | PMT | TRANSFORMADOR | PTS 377 | TRANSFORMADOR MARCA:PAUWELS PTS 377 PTS 377 |  | PTS 377 | Matola Rio | Djonasse |  | 32.418144 | -25.973574 | 250 | 33 | 0.4 | 3Ø | 2009 | PAUWELS | 1111 0903142 | 991 | 45 | 823.6311 | 167.3689 | 167368.8889 |  | 37 | 49.55 | 49550 | 941.45 | 2.222% | 20.9211 | 188.29 | 802.71
10141103 | PMT | TRANSFORMADOR | PTS 26 | TRANSFORMADOR MARCA:PAUWELS PTS 26 PTS 26 |  | PTS 26 | Matola Rio | Djuba |  | 32.428170 | -25.955511 | 160 | 33 | 0.4 | 3Ø | 2009 | PAUWELS | 1111 0903069 | 991 | 45 | 823.6311 | 167.3689 | 167368.8889 |  | 37 | 49.55 | 49550 | 941.45 | 2.222% | 20.9211 | 188.29 | 802.71
10141103 | PMT | TRANSFORMADOR | PTS 22 | TRANSFORMADOR MARCA:POWERTECH PTS 22 PTS 22 |  | PTS 22 | Matola Rio | Djuba |  | 32.417411 | -25.943501 | 500 | 33 | 0.4 | 3Ø | 2009 | POWERTECH | 30711401/01 | 1200 | 45 | 997.3333 | 202.6667 | 202666.6667 |  | 37 | 60 | 60000 | 1140 | 2.222% | 25.3333 | 228 | 972
10141103 | PMT | TRANSFORMADOR | PTS 804 | TRANSFORMADOR MARCA:PAUWELS PTS 804 PTS 804 |  | PTS 804 | Boane | Pontchane |  | 32.388582 | -25.064503 | 100 | 33 | 0.4 | 3Ø | 2009 | PAUWELS | 1111 0902863 | 763 | 45 | 634.1378 | 128.8622 | 128862.2222 |  | 37 | 38.15 | 38150 | 724.85 | 2.222% | 16.1078 | 144.97 | 618.03
10141103 | PMT | TRANSFORMADOR | PTS 1150 | TRANSFORMADOR MARCA:EFACEC PTS 1150 PTS 1150 |  | PTS 1150 | Boane | Halima |  | 32.253328 | -25.104772 | 160 | 33 | 0.4 | 3Ø | 2009 | EFACEC | K005039.03 | 991 | 45 | 823.6311 | 167.3689 | 167368.8889 |  | 37 | 49.55 | 49550 | 941.45 | 2.222% | 20.9211 | 188.29 | 802.71
10141103 | PMT | TRANSFORMADOR | PTS 769 | TRANSFORMADOR MARCA:DPM PTS 769 PTS 769 |  | PTS 769 | Boane | Changalane |  | 32.242050 | -25.436321 | 32 | 33 | 0.23 | 1Ø | 2009 | DPM | 10690301/03 | 643 | 45 | 534.4044 | 108.5956 | 108595.5556 |  | 37 | 32.15 | 32150 | 610.85 | 2.222% | 13.5744 | 122.17 | 520.83
10141103 | PMT | TRANSFORMADOR | PTS 1169 | TRANSFORMADOR MARCA:DPM PTS 1169 PTS 1169 |  | PTS 1169 | Boane | Changalane |  | 32.263479 | -25.421488 | 32 | 33 | 0.23 | 1Ø | 2009 | DPM | 10690301/04 | 643 | 45 | 534.4044 | 108.5956 | 108595.5556 |  | 37 | 32.15 | 32150 | 610.85 | 2.222% | 13.5744 | 122.17 | 520.83
10141103 | PMT | TRANSFORMADOR | PTS 856 | TRANSFORMADOR MARCA:DPM PTS 856 PTS 856 |  | PTS 856 | Boane | Changalane |  | 32.288625 | -25.414514 | 32 | 33 | 0.23 | 1Ø | 2009 | DPM | 10690301/02 | 643 | 45 | 534.4044 | 108.5956 | 108595.5556 |  | 37 | 32.15 | 32150 | 610.85 | 2.222% | 13.5744 | 122.17 | 520.83
10141103 | PMT | TRANSFORMADOR | PTS 1171 | TRANSFORMADOR MARCA:DPM PTS 1171 PTS 1171 |  | PTS 1171 | Boane | Changalane |  | 32.310027 | -25.407236 | 32 | 33 | 0.23 | 1Ø | 2009 | DPM | 10690301/01 | 643 | 45 | 534.4044 | 108.5956 | 108595.5556 |  | 37 | 32.15 | 32150 | 610.85 | 2.222% | 13.5744 | 122.17 | 520.83
10141103 | PMT | TRANSFORMADOR | PTS 764 | TRANSFORMADOR MARCA:DPM PTS 764 PTS 764 |  | PTS 764 | Boane | Catuane |  | 32.188895 | -25.661469 | 32 | 11 | 0.23 | 1Ø | 2009 | DPM | 10690201/06 | 381 | 45 | 316.6533 | 64.3467 | 64346.6667 |  | 37 | 19.05 | 19050 | 361.95 | 2.222% | 8.0433 | 72.39 | 308.61
10141103 | PMT | TRANSFORMADOR | PTS 762 | TRANSFORMADOR MARCA:DPM PTS 762 PTS 762 |  | PTS 762 | Boane | Catuane |  | 32.180238 | -25.687726 | 32 | 11 | 0.23 | 1Ø | 2009 | DPM | 10690201/07 | 381 | 45 | 316.6533 | 64.3467 | 64346.6667 |  | 37 | 19.05 | 19050 | 361.95 | 2.222% | 8.0433 | 72.39 | 308.61
10141103 | PMT | TRANSFORMADOR | PTS 745 | TRANSFORMADOR MARCA:DPM PTS 745 PTS 745 |  | PTS 745 | Boane | Catuane |  | 32.335982 | -25.710769 | 32 | 11 | 0.23 | 1Ø | 2009 | DPM | 10690201/08 | 381 | 45 | 316.6533 | 64.3467 | 64346.6667 |  | 37 | 19.05 | 19050 | 361.95 | 2.222% | 8.0433 | 72.39 | 308.61
10141103 | PMT | TRANSFORMADOR | PTS 861 | TRANSFORMADOR MARCA:DPM PTS 861 PTS 861 |  | PTS 861 | Boane | Catuane |  | 32.224971 | -25.826783 | 32 | 11 | 0.23 | 1Ø | 2009 | DPM | 10690201/01 | 381 | 45 | 316.6533 | 64.3467 | 64346.6667 |  | 37 | 19.05 | 19050 | 361.95 | 2.222% | 8.0433 | 72.39 | 308.61
10141103 | PMT | TRANSFORMADOR | PTS 770 | TRANSFORMADOR MARCA:DPM PTS 770 PTS 770 |  | PTS 770 | Boane | Changalane |  | 32.253693 | -25.368553 | 32 | 33 | 0.23 | 1Ø | 2009 | DPM | 10990301/05 | 643 | 45 | 534.4044 | 108.5956 | 108595.5556 |  | 37 | 32.15 | 32150 | 610.85 | 2.222% | 13.5744 | 122.17 | 520.83
10141103 | PMT | TRANSFORMADOR | PTS 617 | TRANSFORMADOR MARCA:PAUWELS PTS 617 PTS 617 |  | PTS 617 | Boane | Inhaca |  | 32.958622 | -25.019309 | 100 | 33 | 0.4 | 3Ø | 2009 | PAUWELS | 1111 0902854 | 763 | 45 | 634.1378 | 128.8622 | 128862.2222 |  | 37 | 38.15 | 38150 | 724.85 | 2.222% | 16.1078 | 144.97 | 618.03
10141103 | PMT | TRANSFORMADOR | PTS 614 | TRANSFORMADOR MARCA:PAUWELS PTS 614 PTS 614 |  | PTS 614 | Boane | Inhaca |  | 32.919755 | -25.003496 | 250 | 33 | 0.4 | 3Ø | 2009 | PAUWELS | 1111 0903133 | 991 | 45 | 823.6311 | 167.3689 | 167368.8889 |  | 37 | 49.55 | 49550 | 941.45 | 2.222% | 20.9211 | 188.29 | 802.71
10141103 | PMT | TRANSFORMADOR | PT 214 | TRANSFORMADOR MARCA:i.t.b. PT 214 | Kamubucuane |  | Maputo |  |  | 32,6292758 | -25,8430715 | 500 | 33 | 0,4 | 3Φ | 2009 | i.t.b. | 60725 | 1200 | 45 | 997.3333 | 202.6667 | 202666.6667 |  | 37 | 60 | 60000 | 1140 | 2.222% | 25.3333 | 228 | 972
10141103 | PMT | TRANSFORMADOR | PT 310 | TRANSFORMADOR MARCA:i.t.b. PT 310 | Kamubucuane |  | Maputo |  |  | 32,6332208 | -25,8587804 | 500 | 33 | 0,4 | 3Φ | 2009 | i.t.b. | 607256 | 1200 | 45 | 997.3333 | 202.6667 | 202666.6667 |  | 37 | 60 | 60000 | 1140 | 2.222% | 25.3333 | 228 | 972
10141103 | PMT | TRANSFORMADOR | PT 185B | TRANSFORMADOR MARCA:Efacec PT 185B | Mahotas |  | Maputo |  |  | 32,6133824 | -25,8835413 | 315 | 11 | 0,4 | 3Φ | 2009 | Efacec | F000337.03 | 840 | 45 | 698.1333 | 141.8667 | 141866.6667 |  | 37 | 42 | 42000 | 798 | 2.222% | 17.7333 | 159.6 | 680.4
10141103 | PMT | TRANSFORMADOR | PT 39 | TRANSFORMADOR MARCA:Desta Power Malta PT 39 | Mahotas |  | Maputo |  |  | 32,6127922 | -25,9215963 | 500 | 11 | 0,4 | 3Φ | 2009 | Desta Power Malta | S0702602/02 | 1016 | 45 | 844.4089 | 171.5911 | 171591.1111 |  | 37 | 50.8 | 50800 | 965.2 | 2.222% | 21.4489 | 193.04 | 822.96
10141103 | PMT | TRANSFORMADOR | PT 318R | TRANSFORMADOR MARCA:Desta Power Malta PT 318R | Guava |  | Maputo |  |  | 32,6646484 | -25,7560821 | 100 | 33 | 0,4 | 3Φ | 2009 | Desta Power Malta | 10685401/05 | 763 | 45 | 634.1378 | 128.8622 | 128862.2222 |  | 37 | 38.15 | 38150 | 724.85 | 2.222% | 16.1078 | 144.97 | 618.03
10141103 | PMT | TRANSFORMADOR | PT 130R | TRANSFORMADOR MARCA:Desta Power Malta PT 130R | Guava |  | Maputo |  |  | 32,6701111 | -25,7504673 | 250 | 33 | 0.4 | 3Φ | 2009 | Desta Power Malta | 20668104/04 | 991 | 45 | 823.6311 | 167.3689 | 167368.8889 |  | 37 | 49.55 | 49550 | 941.45 | 2.222% | 20.9211 | 188.29 | 802.71
10141103 | PMT | TRANSFORMADOR | PT 191R | TRANSFORMADOR MARCA:Powertech PT 191R | Guava |  | Maputo |  |  | 32,6448876 | -25,8054563 | 200 | 33 | 0.4 | 3Φ | 2009 | Powertech | 20827401/01 | 991 | 45 | 823.6311 | 167.3689 | 167368.8889 |  | 37 | 49.55 | 49550 | 941.45 | 2.222% | 20.9211 | 188.29 | 802.71
10141103 | PMT | TRANSFORMADOR | PT 181R | TRANSFORMADOR MARCA:Desta Power Malta PT 181R | Guava |  | Maputo |  |  | 32,6421369 | -25,8287523 | 100 | 33 | 0.4 | 3Φ | 2009 | Desta Power Malta | 10685401/07 | 763 | 45 | 634.1378 | 128.8622 | 128862.2222 |  | 37 | 38.15 | 38150 | 724.85 | 2.222% | 16.1078 | 144.97 | 618.03
10141103 | PMT | TRANSFORMADOR | PT 180R | TRANSFORMADOR MARCA:Desta Power Malta PT 180R | Guava |  | Maputo |  |  | 32,6362293 | -25,8310867 | 250 | 33 | 0.4 | 3Φ | 2009 | Desta Power Malta | 20688805/03 | 991 | 45 | 823.6311 | 167.3689 | 167368.8889 |  | 37 | 49.55 | 49550 | 941.45 | 2.222% | 20.9211 | 188.29 | 802.71
10141103 | PMT | TRANSFORMADOR | PT 177R | TRANSFORMADOR MARCA:Desta Power Malta PT 177R | Guava |  | Maputo |  |  | 32,6408775 | -25,8356235 | 250 | 33 | 0.4 | 3Φ | 2009 | Desta Power Malta |  | 991 | 45 | 823.6311 | 167.3689 | 167368.8889 |  | 37 | 49.55 | 49550 | 941.45 | 2.222% | 20.9211 | 188.29 | 802.71
10141103 | PMT | TRANSFORMADOR | PT 44R | TRANSFORMADOR MARCA:Freestate Transformers PT 44R | Guava |  | Maputo |  |  | 32,6214782 | -25,8448146 | 500 | 33 | 0.4 | 3Φ | 2009 | Freestate Transformers | TB090463 | 1200 | 45 | 997.3333 | 202.6667 | 202666.6667 |  | 37 | 60 | 60000 | 1140 | 2.222% | 25.3333 | 228 | 972
10141103 | PMT | TRANSFORMADOR | PT 227R | TRANSFORMADOR MARCA:Desta Power Malta PT 227R | Guava |  | Maputo |  |  | 32,6176322 | -25,8496829 | 160 | 33 | 0.4 | 3Φ | 2009 | Desta Power Malta | 20670803/03 | 991 | 45 | 823.6311 | 167.3689 | 167368.8889 |  | 37 | 49.55 | 49550 | 941.45 | 2.222% | 20.9211 | 188.29 | 802.71
10141103 | PMT | TRANSFORMADOR | PT 34R | TRANSFORMADOR MARCA:Efacec PT 34R | Guava |  | Maputo |  |  | 32,6093727 | -25,8684913 | 200 | 33 | 0.4 | 3Φ | 2009 | Efacec | K-005069.02 | 991 | 45 | 823.6311 | 167.3689 | 167368.8889 |  | 37 | 49.55 | 49550 | 941.45 | 2.222% | 20.9211 | 188.29 | 802.71
10141103 | PMT | TRANSFORMADOR | PT 194R | TRANSFORMADOR MARCA:Desta Power Malta PT 194R | Guava |  | Maputo |  |  | 32,6547707 | -25,7938466 | 250 | 33 | 0.4 | 3Φ | 2009 | Desta Power Malta | 20688800/01 | 991 | 45 | 823.6311 | 167.3689 | 167368.8889 |  | 37 | 49.55 | 49550 | 941.45 | 2.222% | 20.9211 | 188.29 | 802.71
10141103 | PMT | TRANSFORMADOR | PT 82R | TRANSFORMADOR MARCA:Desta Power Malta PT 82R | Guava |  | Maputo |  |  | 32,6013898 | -25,7808249 | 250 | 33 | 0,4 | 3Φ | 2009 | Desta Power Malta | 20668002/01 | 991 | 45 | 823.6311 | 167.3689 | 167368.8889 |  | 37 | 49.55 | 49550 | 941.45 | 2.222% | 20.9211 | 188.29 | 802.71
10141103 | PMT | TRANSFORMADOR | PT 309R | TRANSFORMADOR MARCA:Desta Power Malta PT 309R | Guava |  | Maputo |  |  | 32,5824035 | -25,7835467 | 250 | 33 | 0,4 | 3Φ | 2009 | Desta Power Malta | 20668102/03 | 991 | 45 | 823.6311 | 167.3689 | 167368.8889 |  | 37 | 49.55 | 49550 | 941.45 | 2.222% | 20.9211 | 188.29 | 802.71
10141103 | PMT | TRANSFORMADOR | PTS 1043 | TRANSFORMADOR MARCA:Pauwels Trafo PTS 1043 | Infulene |  | Maputo |  |  | 32,5110731 | -25,8885846 | 160 | 33 | 0,4 | 3Φ | 2009 | Pauwels Trafo | 11110903066 | 991 | 45 | 823.6311 | 167.3689 | 167368.8889 |  | 37 | 49.55 | 49550 | 941.45 | 2.222% | 20.9211 | 188.29 | 802.71
10141103 | PMT | TRANSFORMADOR | PT 279 | TRANSFORMADOR MARCA:Tanelec PT 279 | Zimpeto |  | Maputo |  |  | 32,5408053 | -25,8618559 | 315 | 33 | 0,4 | 3Φ | 2009 | Tanelec | T-29440 | 1039 | 45 | 863.5244 | 175.4756 | 175475.5556 |  | 37 | 51.95 | 51950 | 987.05 | 2.222% | 21.9344 | 197.41 | 841.59
10141103 | PMT | TRANSFORMADOR | PT 222 | TRANSFORMADOR MARCA:Desta Power Malta PT 222 | Zimpeto |  | Maputo |  |  | 32,5325406 | -25,8373218 | 160 | 33 | 0,4 | 3Φ | 2009 | Desta Power Malta | 20669303/01 | 991 | 45 | 823.6311 | 167.3689 | 167368.8889 |  | 37 | 49.55 | 49550 | 941.45 | 2.222% | 20.9211 | 188.29 | 802.71
10141103 | PMT | TRANSFORMADOR | PTS 276 | TRANSFORMADOR MARCA:Pauwels Trafo PTS 276 | Zimpeto |  | Maputo |  |  | 32,5400718 | -25,8350144 | 160 | 33 | 0,4 | 3Φ | 2009 | Pauwels Trafo | 11110903067 | 991 | 45 | 823.6311 | 167.3689 | 167368.8889 |  | 37 | 49.55 | 49550 | 941.45 | 2.222% | 20.9211 | 188.29 | 802.71
10141103 | PMT | TRANSFORMADOR | PTS 275 | TRANSFORMADOR MARCA:Pauwels Trafo PTS 275 | Zimpeto |  | Maputo |  |  | 32,5366226 | -25,8328883 | 250 | 33 | 0,4 | 3Φ | 2009 | Pauwels Trafo | 11110903137 | 991 | 45 | 823.6311 | 167.3689 | 167368.8889 |  | 37 | 49.55 | 49550 | 941.45 | 2.222% | 20.9211 | 188.29 | 802.71
10141103 | PMT | TRANSFORMADOR | PTS 405 | TRANSFORMADOR MARCA:Pauwels Trafo PTS 405 | Mashava |  | Maputo |  |  | 32,4993551 | -25,9096009 | 160 | 33 | 0,4 | 3Φ | 2009 | Pauwels Trafo | 11110902891 | 991 | 45 | 823.6311 | 167.3689 | 167368.8889 |  | 37 | 49.55 | 49550 | 941.45 | 2.222% | 20.9211 | 188.29 | 802.71
10141103 | PMT | TRANSFORMADOR | PT 315 | TRANSFORMADOR MARCA:Desta Power Malta PT 315 | Mashava |  | Maputo |  |  | 32,5086942 | -25,9052535 | 315 | 33 | 0,4 | 3Φ | 2009 | Desta Power Malta | 20671302/01 | 1039 | 45 | 863.5244 | 175.4756 | 175475.5556 |  | 37 | 51.95 | 51950 | 987.05 | 2.222% | 21.9344 | 197.41 | 841.59
10141103 | PMT | TRANSFORMADOR | PTS 526 | TRANSFORMADOR MARCA:i.t.b. PTS 526 | Mashava |  | Maputo |  |  | 32,5021486 | -25,8864719 | 630 | 33 | 0,4 | 3Φ | 2009 | i.t.b. | 629154 | 1200 | 45 | 997.3333 | 202.6667 | 202666.6667 |  | 37 | 60 | 60000 | 1140 | 2.222% | 25.3333 | 228 | 972
10141103 | PMT | TRANSFORMADOR | PT 452 | TRANSFORMADOR MARCA:Tanelec PT 452 | Mashava |  | Maputo |  |  | 32,4957325 | -25,8763064 | 315 | 33 | 0,4 | 3Φ | 2009 | Tanelec | T-29497 | 1039 | 45 | 863.5244 | 175.4756 | 175475.5556 |  | 37 | 51.95 | 51950 | 987.05 | 2.222% | 21.9344 | 197.41 | 841.59
10141103 | PMT | TRANSFORMADOR | PT 125 | TRANSFORMADOR MARCA:Pauwels Trafo PT 125 | Mashava |  | Maputo |  |  | 32,4911935 | -25,8787225 | 250 | 33 | 0,4 | 3Φ | 2009 | Pauwels Trafo | 11110903132 | 991 | 45 | 823.6311 | 167.3689 | 167368.8889 |  | 37 | 49.55 | 49550 | 941.45 | 2.222% | 20.9211 | 188.29 | 802.71
10141103 | PMT | TRANSFORMADOR | PT 445 | TRANSFORMADOR MARCA:Pauwels Trafo PT 445 | Mashava |  | Maputo |  |  | 32,4822836 | -25,8867966 | 100 | 33 | 0,4 | 3Φ | 2009 | Pauwels Trafo | 11110902855 | 763 | 45 | 634.1378 | 128.8622 | 128862.2222 |  | 37 | 38.15 | 38150 | 724.85 | 2.222% | 16.1078 | 144.97 | 618.03
10141103 | PMT | TRANSFORMADOR | PT 366 | TRANSFORMADOR MARCA:Pauwels Trafo PT 366 | Mashava |  | Maputo |  |  | 32,4799312 | -25,8967897 | 160 | 33 | 0,4 | 3Φ | 2009 | Pauwels Trafo | 11110903070 | 991 | 45 | 823.6311 | 167.3689 | 167368.8889 |  | 37 | 49.55 | 49550 | 941.45 | 2.222% | 20.9211 | 188.29 | 802.71
10141103 | PMT | TRANSFORMADOR | PT 365 | TRANSFORMADOR MARCA:Pauwels Trafo PT 365 | Mashava |  | Maputo |  |  | 32,4792978 | -25,8930664 | 250 | 33 | 0,4 | 3Φ | 2009 | Pauwels Trafo | 11110902954 | 991 | 45 | 823.6311 | 167.3689 | 167368.8889 |  | 37 | 49.55 | 49550 | 941.45 | 2.222% | 20.9211 | 188.29 | 802.71
10141103 | PMT | TRANSFORMADOR | PT 384 | TRANSFORMADOR MARCA:Pauwels Trafo PT 384 | Mashava |  | Maputo |  |  | 32,4824989 | -25,8971168 | 100 | 33 | 0,4 | 3Φ | 2009 | Pauwels Trafo | 11110902861 | 763 | 45 | 634.1378 | 128.8622 | 128862.2222 |  | 37 | 38.15 | 38150 | 724.85 | 2.222% | 16.1078 | 144.97 | 618.03
10141103 | PMT | TRANSFORMADOR | PT 379 | TRANSFORMADOR MARCA:Pauwels Trafo PT 379 | Mashava |  | Maputo |  |  | 32,4711966 | -25,8964597 | 250 | 33 | 0,4 | 3Φ | 2009 | Pauwels Trafo | 11110902953 | 991 | 45 | 823.6311 | 167.3689 | 167368.8889 |  | 37 | 49.55 | 49550 | 941.45 | 2.222% | 20.9211 | 188.29 | 802.71
10141103 | PMT | TRANSFORMADOR | PT 380 | TRANSFORMADOR MARCA:Pauwels Trafo PT 380 | Mashava |  | Maputo |  |  | 32,4081282 | -25,8962883 | 250 | 33 | 0,4 | 3Φ | 2009 | Pauwels Trafo | 11110902944 | 991 | 45 | 823.6311 | 167.3689 | 167368.8889 |  | 37 | 49.55 | 49550 | 941.45 | 2.222% | 20.9211 | 188.29 | 802.71
10141103 | PMT | TRANSFORMADOR | PT 371 | TRANSFORMADOR MARCA:Pauwels Trafo PT 371 | Mashava |  | Maputo |  |  | 32,4863763 | -25,8922494 | 160 | 33 | 0,4 | 3Φ | 2009 | Pauwels Trafo | 11110903065 | 991 | 45 | 823.6311 | 167.3689 | 167368.8889 |  | 37 | 49.55 | 49550 | 941.45 | 2.222% | 20.9211 | 188.29 | 802.71
10141103 | PMT | TRANSFORMADOR | PT 374 | TRANSFORMADOR MARCA:Pauwels Trafo PT 374 | Mashava |  | Maputo |  |  | 32,4666115 | -25,8873326 | 100 | 33 | 0,4 | 3Φ | 2009 | Pauwels Trafo | 11110902865 | 763 | 45 | 634.1378 | 128.8622 | 128862.2222 |  | 37 | 38.15 | 38150 | 724.85 | 2.222% | 16.1078 | 144.97 | 618.03
10141103 | PMT | TRANSFORMADOR | PT 373 | TRANSFORMADOR MARCA:Pauwels Trafo PT 373 | Mashava |  | Maputo |  |  | 32,4691378 | -25,8879912 | 250 | 33 | 0,4 | 3Φ | 2009 | Pauwels Trafo | 11110902952 | 991 | 45 | 823.6311 | 167.3689 | 167368.8889 |  | 37 | 49.55 | 49550 | 941.45 | 2.222% | 20.9211 | 188.29 | 802.71
10141103 | PMT | TRANSFORMADOR | PT 372 | TRANSFORMADOR MARCA:Pauwels Trafo PT 372 | Mashava |  | Maputo |  |  | 32,4734558 | -25,8891628 | 250 | 33 | 0,4 | 3Φ | 2009 | Pauwels Trafo | 11110902950 | 991 | 45 | 823.6311 | 167.3689 | 167368.8889 |  | 37 | 49.55 | 49550 | 941.45 | 2.222% | 20.9211 | 188.29 | 802.71
10141103 | PMT | TRANSFORMADOR | PT 370 | TRANSFORMADOR MARCA:Tanelec PT 370 | Mashava |  | Maputo |  |  | 32,4755464 | -25,8937975 | 200 | 33 | 0,4 | 3Φ | 2009 | Tanelec | T-29475 | 991 | 45 | 823.6311 | 167.3689 | 167368.8889 |  | 37 | 49.55 | 49550 | 941.45 | 2.222% | 20.9211 | 188.29 | 802.71
10141103 | PMT | TRANSFORMADOR | PT 431 | TRANSFORMADOR MARCA:Pauwels Trafo PT 431 | Mashava |  | Maputo |  |  | 32,4774591 | -25,8863455 | 250 | 33 | 0,4 | 3Φ | 2009 | Pauwels Trafo | 11110903140 | 991 | 45 | 823.6311 | 167.3689 | 167368.8889 |  | 37 | 49.55 | 49550 | 941.45 | 2.222% | 20.9211 | 188.29 | 802.71
10141103 | PMT | TRANSFORMADOR | PT 375 | TRANSFORMADOR MARCA:Pauwels Trafo PT 375 | Mashava |  | Maputo |  |  | 32,4736423 | -25,8849145 | 250 | 33 | 0,4 | 3Φ | 2009 | Pauwels Trafo | 11110902948 | 991 | 45 | 823.6311 | 167.3689 | 167368.8889 |  | 37 | 49.55 | 49550 | 941.45 | 2.222% | 20.9211 | 188.29 | 802.71
10141103 | PMT | TRANSFORMADOR | PT 365 | TRANSFORMADOR MARCA:Pauwels Trafo PT 365 | Mashava |  | Maputo |  |  | 32,4728476 | -25,8820435 | 250 | 33 | 0,4 | 3Φ | 2009 | Pauwels Trafo | 11110902946 | 991 | 45 | 823.6311 | 167.3689 | 167368.8889 |  | 37 | 49.55 | 49550 | 941.45 | 2.222% | 20.9211 | 188.29 | 802.71
10141103 | PMT | TRANSFORMADOR | PT 394 | TRANSFORMADOR MARCA:Pauwels Trafo PT 394 | Mashava |  | Maputo |  |  | 32,4630077 | -25,8821485 | 250 | 33 | 0,4 | 3Φ | 2009 | Pauwels Trafo | 11110902942 | 991 | 45 | 823.6311 | 167.3689 | 167368.8889 |  | 37 | 49.55 | 49550 | 941.45 | 2.222% | 20.9211 | 188.29 | 802.71
10141103 | PMT | TRANSFORMADOR | PT 334 | TRANSFORMADOR MARCA:Pauwels Trafo PT 334 | Mashava |  | Maputo |  |  | 32,4567079 | -25,8834776 | 160 | 33 | 0,4 | 3Φ | 2009 | Pauwels Trafo | 11110902006 | 991 | 45 | 823.6311 | 167.3689 | 167368.8889 |  | 37 | 49.55 | 49550 | 941.45 | 2.222% | 20.9211 | 188.29 | 802.71
10141103 | PMT | TRANSFORMADOR | PT 338 | TRANSFORMADOR MARCA:Pauwels Trafo PT 338 | Mashava |  | Maputo |  |  | 32,4582038 | -25,8892626 | 250 | 33 | 0,4 | 3Φ | 2009 | Pauwels Trafo |  | 991 | 45 | 823.6311 | 167.3689 | 167368.8889 |  | 37 | 49.55 | 49550 | 941.45 | 2.222% | 20.9211 | 188.29 | 802.71
10141103 | PMT | TRANSFORMADOR | PT 337 | TRANSFORMADOR MARCA:Pauwels Trafo PT 337 | Mashava |  | Maputo |  |  | 32,4513326 | -25,8896815 | 160 | 33 | 0,4 | 3Φ | 2009 | Pauwels Trafo | 11110902889 | 991 | 45 | 823.6311 | 167.3689 | 167368.8889 |  | 37 | 49.55 | 49550 | 941.45 | 2.222% | 20.9211 | 188.29 | 802.71
10141103 | PMT | TRANSFORMADOR | PT 336 | TRANSFORMADOR MARCA:Pauwels Trafo PT 336 | Mashava |  | Maputo |  |  | 32,4504319 | -25,8867959 | 160 | 33 | 0,4 | 3Φ | 2009 | Pauwels Trafo | 11110902885 | 991 | 45 | 823.6311 | 167.3689 | 167368.8889 |  | 37 | 49.55 | 49550 | 941.45 | 2.222% | 20.9211 | 188.29 | 802.71
10141103 | PMT | TRANSFORMADOR | PT 346 | TRANSFORMADOR MARCA:Pauwels Trafo PT 346 | Mashava |  | Maputo |  |  | 32,4432989 | -25,8853792 | 160 | 33 | 0,4 | 3Φ | 2009 | Pauwels Trafo | 11110903073 | 991 | 45 | 823.6311 | 167.3689 | 167368.8889 |  | 37 | 49.55 | 49550 | 941.45 | 2.222% | 20.9211 | 188.29 | 802.71
10141103 | PMT | TRANSFORMADOR | PT 318 | TRANSFORMADOR MARCA:Pauwels Trafo PT 318 | Mashava |  | Maputo |  |  | 32,4383619 | -25,8828613 | 160 | 33 | 0,4 | 3Φ | 2009 | Pauwels Trafo | 11110903072 | 991 | 45 | 823.6311 | 167.3689 | 167368.8889 |  | 37 | 49.55 | 49550 | 941.45 | 2.222% | 20.9211 | 188.29 | 802.71
10141103 | PMT | TRANSFORMADOR | PT 319 | TRANSFORMADOR MARCA:Pauwels Trafo PT 319 | Mashava |  | Maputo |  |  | 32,4386882 | -25,8797397 | 160 | 33 | 0,4 | 3Φ | 2009 | Pauwels Trafo | 11110902884 | 991 | 45 | 823.6311 | 167.3689 | 167368.8889 |  | 37 | 49.55 | 49550 | 941.45 | 2.222% | 20.9211 | 188.29 | 802.71
10141103 | PMT | TRANSFORMADOR | PT 320 | TRANSFORMADOR MARCA:Pauwels Trafo PT 320 | Mashava |  | Maputo |  |  | 32,4378116 | -25,8767202 | 160 | 33 | 0,4 | 3Φ | 2009 | Pauwels Trafo | ? | 991 | 45 | 823.6311 | 167.3689 | 167368.8889 |  | 37 | 49.55 | 49550 | 941.45 | 2.222% | 20.9211 | 188.29 | 802.71
10141103 | PMT | TRANSFORMADOR | PT 321 | TRANSFORMADOR MARCA:Pauwels Trafo PT 321 | Mashava |  | Maputo |  |  | 32,4426106 | -25,8779582 | 160 | 33 | 0,4 | 3Φ | 2009 | Pauwels Trafo | 11110903074 | 991 | 45 | 823.6311 | 167.3689 | 167368.8889 |  | 37 | 49.55 | 49550 | 941.45 | 2.222% | 20.9211 | 188.29 | 802.71
10141103 | PMT | TRANSFORMADOR | PT 322 | TRANSFORMADOR MARCA:Pauwels Trafo PT 322 | Mashava |  | Maputo |  |  | 32,4427014 | -25,8747839 | 160 | 33 | 0,4 | 3Φ | 2009 | Pauwels Trafo | 11110902894 | 991 | 45 | 823.6311 | 167.3689 | 167368.8889 |  | 37 | 49.55 | 49550 | 941.45 | 2.222% | 20.9211 | 188.29 | 802.71
10141103 | PMT | TRANSFORMADOR | PT 323 | TRANSFORMADOR MARCA:Pauwels Trafo PT 323 | Mashava |  | Maputo |  |  | 32,4438445 | -25,8815884 | 160 | 33 | 0,4 | 3Φ | 2009 | Pauwels Trafo | 11110903075 | 991 | 45 | 823.6311 | 167.3689 | 167368.8889 |  | 37 | 49.55 | 49550 | 941.45 | 2.222% | 20.9211 | 188.29 | 802.71
10141103 | PMT | TRANSFORMADOR | PT 325 | TRANSFORMADOR MARCA:Pauwels Trafo PT 325 | Mashava |  | Maputo |  |  | 32,4533996 | -25,8743054 | 160 | 33 | 0,4 | 3Φ | 2009 | Pauwels Trafo | 11110903077 | 991 | 45 | 823.6311 | 167.3689 | 167368.8889 |  | 37 | 49.55 | 49550 | 941.45 | 2.222% | 20.9211 | 188.29 | 802.71
10141103 | PMT | TRANSFORMADOR | PT 327 | TRANSFORMADOR MARCA:Pauwels Trafo PT 327 | Mashava |  | Maputo |  |  | 32,4531506 | -25,8660955 | 50 | 33 | 0,4 | 3Φ | 2009 | Pauwels Trafo | 11110903057 | 643 | 45 | 534.4044 | 108.5956 | 108595.5556 |  | 37 | 32.15 | 32150 | 610.85 | 2.222% | 13.5744 | 122.17 | 520.83
10141103 | PMT | TRANSFORMADOR | PTS 487 | TRANSFORMADOR MARCA:Tanelec PTS 487 | Mashava |  | Maputo |  |  | 32,4862591 | -25,8530455 | 315 | 33 | 0,4 | 3Φ | 2009 | Tanelec | T-29495 | 1039 | 45 | 863.5244 | 175.4756 | 175475.5556 |  | 37 | 51.95 | 51950 | 987.05 | 2.222% | 21.9344 | 197.41 | 841.59
10141103 | PMT | TRANSFORMADOR | PTS 426 | TRANSFORMADOR MARCA:Pauwels Trafo PTS 426 | Mashava |  | Maputo |  |  | 32,4461434 | -25,8229929 | 50 | 33 | 0,4 | 3Φ | 2009 | Pauwels Trafo | 11110903061 | 643 | 45 | 534.4044 | 108.5956 | 108595.5556 |  | 37 | 32.15 | 32150 | 610.85 | 2.222% | 13.5744 | 122.17 | 520.83
10141103 | PMT | TRANSFORMADOR | PTS 723 | TRANSFORMADOR MARCA:Pauwels Trafo PTS 723 | Mashava |  | Maputo |  |  | 32,1431562 | -25,2043649 | 100 | 33 | 0,4 | 3Φ | 2009 | Pauwels Trafo | 11110902858 | 763 | 45 | 634.1378 | 128.8622 | 128862.2222 |  | 37 | 38.15 | 38150 | 724.85 | 2.222% | 16.1078 | 144.97 | 618.03
10141103 | PMT | TRANSFORMADOR | PTS 1161 | TRANSFORMADOR MARCA:Tanelec PTS 1161 | Mashava |  | Maputo |  |  | 32,3969626 | -25,7477135 | 315 | 33 | 0,4 | 3Φ | 2009 | Tanelec | T-29442 | 1039 | 45 | 863.5244 | 175.4756 | 175475.5556 |  | 37 | 51.95 | 51950 | 987.05 | 2.222% | 21.9344 | 197.41 | 841.59
10141103 | PMT | TRANSFORMADOR | PTS 721 | TRANSFORMADOR MARCA:Desta Power Malta PTS 721 | Mashava |  | Maputo |  |  | 32,2880299 | -25,6422351 | 32 | 33 | 0,4 | 2Φ | 2009 | Desta Power Malta | 10683701/09 | 643 | 45 | 534.4044 | 108.5956 | 108595.5556 |  | 37 | 32.15 | 32150 | 610.85 | 2.222% | 13.5744 | 122.17 | 520.83
10141103 | PMT | TRANSFORMADOR | PT 139R | TRANSFORMADOR MARCA:Tanelec PT 139R | Katembe |  | Maputo |  |  | 32,5451923 | -26,0031045 | 315 | 33 | 0,4 | 3Φ | 2009 | Tanelec | T-29943 | 1039 | 45 | 863.5244 | 175.4756 | 175475.5556 |  | 37 | 51.95 | 51950 | 987.05 | 2.222% | 21.9344 | 197.41 | 841.59
10141103 | PMT | TRANSFORMADOR | PT 673 | TRANSFORMADOR MARCA:Pauwels Trafo PT 673 | Bela Vista |  | Maputo |  |  | 32,6599629 | -26,3244894 | 50 | 33 | 0,4 | 3Φ | 2009 | Pauwels Trafo | 11110903060 | 643 | 45 | 534.4044 | 108.5956 | 108595.5556 |  | 37 | 32.15 | 32150 | 610.85 | 2.222% | 13.5744 | 122.17 | 520.83
10141103 | PMT | TRANSFORMADOR | PT 686 | TRANSFORMADOR MARCA:Tanelec PT 686 | Bela Vista |  | Maputo |  |  | 32,7127888 | -26,4995154 | 50 | 33 | 0,4 | 3Φ | 2009 | Tanelec | T-29449 | 643 | 45 | 534.4044 | 108.5956 | 108595.5556 |  | 37 | 32.15 | 32150 | 610.85 | 2.222% | 13.5744 | 122.17 | 520.83
10141103 | PMT | TRANSFORMADOR | PT 34 RE | TRANSFORMADOR MARCA:Desta Power Malta PT 34 RE | Maxixe |  | Inhambane |  |  | 32,3040934 | -23,8175856 | 32 | 33 | 0.23 | 2Φ | 2009 | Desta Power Malta | 10657401/16 | 643 | 45 | 534.4044 | 108.5956 | 108595.5556 |  | 37 | 32.15 | 32150 | 610.85 | 2.222% | 13.5744 | 122.17 | 520.83
10141103 | PMT | TRANSFORMADOR | PT 13 RE | TRANSFORMADOR MARCA:Efacec PT 13 RE | Maxixe |  | Inhambane |  |  | 32,2978188 | -23,8130469 | 315 | 33 | ? | 3Φ | 2009 | Efacec |  | 1039 | 45 | 863.5244 | 175.4756 | 175475.5556 |  | 37 | 51.95 | 51950 | 987.05 | 2.222% | 21.9344 | 197.41 | 841.59
10141103 | PMT | TRANSFORMADOR | PT 08 RE | TRANSFORMADOR MARCA:Desta Power Malta PT 08 RE | Maxixe |  | Inhambane |  |  | 35,3483199 | -23,8141935 | 250 | 33 | 0,4 | 3Φ | 2009 | Desta Power Malta | 20671102/03 | 991 | 45 | 823.6311 | 167.3689 | 167368.8889 |  | 37 | 49.55 | 49550 | 941.45 | 2.222% | 20.9211 | 188.29 | 802.71
10141103 | PMT | TRANSFORMADOR | PT 05 RE | TRANSFORMADOR MARCA:Desta Power Malta PT 05 RE | Maxixe |  | Inhambane |  |  | 35,3300678 | -23,8793794 | 160 | 6.6 | 0,4 | 2Φ | 2009 | Desta Power Malta | 20671401/04 | 572 | 45 | 475.3956 | 96.6044 | 96604.4444 |  | 37 | 28.6 | 28600 | 543.4 | 2.222% | 12.0756 | 108.68 | 463.32
10141103 | PMT | TRANSFORMADOR | PT 24 RE | TRANSFORMADOR MARCA:Desta Power Malta PT 24 RE | Maxixe |  | Inhambane |  |  | 35,3039693 | -23,9119822 | 25 | 33 | 0.23 | 3Φ | 2009 | Desta Power Malta | 10669405/01 | 643 | 45 | 534.4044 | 108.5956 | 108595.5556 |  | 37 | 32.15 | 32150 | 610.85 | 2.222% | 13.5744 | 122.17 | 520.83
10141103 | PMT | TRANSFORMADOR | PT 25 RE | TRANSFORMADOR MARCA:Desta Power Malta PT 25 RE | Maxixe |  | Inhambane |  |  | 35,3044815 | -23,9086172 | 32 | 33 | 0.23 | 3Φ | 2009 | Desta Power Malta | 10669401/01 | 643 | 45 | 534.4044 | 108.5956 | 108595.5556 |  | 37 | 32.15 | 32150 | 610.85 | 2.222% | 13.5744 | 122.17 | 520.83
10141103 | PMT | TRANSFORMADOR | PT 9 | TRANSFORMADOR MARCA:Desta Power Malta PT 9 | Morrumbene |  | Inhambane |  |  | 35,3414551 | -23,6469433 | 160 | 33 | 0,4 | 3Φ | 2009 | Desta Power Malta | 20689003/03 | 991 | 45 | 823.6311 | 167.3689 | 167368.8889 |  | 37 | 49.55 | 49550 | 941.45 | 2.222% | 20.9211 | 188.29 | 802.71
10141103 | PMT | TRANSFORMADOR | PT 11 RE | TRANSFORMADOR MARCA:i.t.b. PT 11 RE | Masinga |  | Inhambane |  |  | 35,3793457 | -23,3398093 | 160 | 33 | 0.4 | 3Φ | 2009 | i.t.b. | 605673 | 991 | 45 | 823.6311 | 167.3689 | 167368.8889 |  | 37 | 49.55 | 49550 | 941.45 | 2.222% | 20.9211 | 188.29 | 802.71
10141103 | PMT | TRANSFORMADOR | PT 02 RE | TRANSFORMADOR MARCA:i.t.b. PT 02 RE | Masinga |  | Inhambane |  |  | 35,3765017 | -23,3223384 | 160 | 33 | 0.4 | 3Φ | 2009 | i.t.b. | 626568 | 991 | 45 | 823.6311 | 167.3689 | 167368.8889 |  | 37 | 49.55 | 49550 | 941.45 | 2.222% | 20.9211 | 188.29 | 802.71
10141103 | PMT | TRANSFORMADOR | PT 14 RE | TRANSFORMADOR MARCA:Mandlakhazi Electrical PT 14 RE | Masinga |  | Inhambane |  |  | 35,3771614 | -23,3175948 | 50 | 33 | 0.4 | 3Φ | 2009 | Mandlakhazi Electrical | 386/426 | 643 | 45 | 534.4044 | 108.5956 | 108595.5556 |  | 37 | 32.15 | 32150 | 610.85 | 2.222% | 13.5744 | 122.17 | 520.83
10141103 | PMT | TRANSFORMADOR | PT 10 RE | TRANSFORMADOR MARCA:Desta Power Malta PT 10 RE | Masinga |  | Inhambane |  |  | 35,3785097 | -23,2980134 | 250 | 33 | 0.4 | 3Φ | 2009 | Desta Power Malta | 20671102/02 | 991 | 45 | 823.6311 | 167.3689 | 167368.8889 |  | 37 | 49.55 | 49550 | 941.45 | 2.222% | 20.9211 | 188.29 | 802.71
10141103 | PMT | TRANSFORMADOR | PT 17 RE | TRANSFORMADOR MARCA:Desta Power Malta PT 17 RE | Masinga |  | Inhambane |  |  | 35,3717649 | -23,3208046 | 250 | 33 | 0.4 | 3Φ | 2009 | Desta Power Malta | 20674501/02 | 991 | 45 | 823.6311 | 167.3689 | 167368.8889 |  | 37 | 49.55 | 49550 | 941.45 | 2.222% | 20.9211 | 188.29 | 802.71
10141103 | PMT | TRANSFORMADOR | PT 36 RG | TRANSFORMADOR MARCA:i.t.b. PT 36 RG | Vilankulo |  | Inhambane |  |  | 35,3110363 | -21,9789667 | 200 | 11 | 0.4 | 3Φ | 2009 | i.t.b. | 605669 | 572 | 45 | 475.3956 | 96.6044 | 96604.4444 |  | 37 | 28.6 | 28600 | 543.4 | 2.222% | 12.0756 | 108.68 | 463.32
10141103 | PMT | TRANSFORMADOR | PT 03 RG | TRANSFORMADOR MARCA:i.t.b. PT 03 RG | Vilankulo |  | Inhambane |  |  | 35,3140459 | -21,9499959 | 32 | 11 | 0.231 | 3Φ | 2009 | i.t.b. | 605654 | 381 | 45 | 316.6533 | 64.3467 | 64346.6667 |  | 37 | 19.05 | 19050 | 361.95 | 2.222% | 8.0433 | 72.39 | 308.61
10141103 | PMT | TRANSFORMADOR | PT 75R | TRANSFORMADOR MARCA:Alstom PT 75R |  |  | Zimbeto |  |  | 32,58569 | -25,828869 | 500 | 33 | 0.4 | 3Φ | 2009 | Alstom | 04164/01/002 | 1200 | 45 | 997.3333 | 202.6667 | 202666.6667 |  | 37 | 60 | 60000 | 1140 | 2.222% | 25.3333 | 228 | 972
10141103 | PMT | TRANSFORMADOR | PT 270R | TRANSFORMADOR MARCA:Puwels Trafo PT 270R |  |  | Muhlaze |  |  | 32,531854 | -25,82556 | 250 | 33 | 0.4 | 3Φ | 2009 | Puwels Trafo | 11110902949 | 991 | 45 | 823.6311 | 167.3689 | 167368.8889 |  | 37 | 49.55 | 49550 | 941.45 | 2.222% | 20.9211 | 188.29 | 802.71
10141103 | PMT | TRANSFORMADOR | PT 272R | TRANSFORMADOR MARCA:Puwels Trafo PT 272R |  |  | Muhlaze |  |  | 32,527290 | -25,82882 | 250 | 33 | 0.4 | 3Φ | 2009 | Puwels Trafo | 11110902947 | 991 | 45 | 823.6311 | 167.3689 | 167368.8889 |  | 37 | 49.55 | 49550 | 941.45 | 2.222% | 20.9211 | 188.29 | 802.71
10141103 | PMT | TRANSFORMADOR | PT 273R | TRANSFORMADOR MARCA:Puwels Trafo PT 273R |  |  | Muhlaze |  |  | 32,531456 | -25,830116 | 250 | 33 | 0.4 | 3Φ | 2009 | Puwels Trafo | 11110902951 | 991 | 45 | 823.6311 | 167.3689 | 167368.8889 |  | 37 | 49.55 | 49550 | 941.45 | 2.222% | 20.9211 | 188.29 | 802.71
10141103 | PMT | TRANSFORMADOR | PT 313R | TRANSFORMADOR MARCA:Tanelec Tanzania PT 313R |  |  | Muhlaze |  |  | 32,513466 | -25,8403114 | 250 | 33 | 0.4 | 3Φ | 2009 | Tanelec Tanzania | T-29487 | 991 | 45 | 823.6311 | 167.3689 | 167368.8889 |  | 37 | 49.55 | 49550 | 941.45 | 2.222% | 20.9211 | 188.29 | 802.71
10141103 | PMT | TRANSFORMADOR | PTS 500 | TRANSFORMADOR MARCA:DPM PTS 500 |  |  | MATOLA |  |  | 32,45990 | -25,94249 | 315 | 33 | 0.4 | 3Φ | 2009 | DPM | 20671302/02 | 1039 | 45 | 863.5244 | 175.4756 | 175475.5556 |  | 37 | 51.95 | 51950 | 987.05 | 2.222% | 21.9344 | 197.41 | 841.59
10141103 | PMT | TRANSFORMADOR | PTS 349 | TRANSFORMADOR MARCA:Pouwels PTS 349 |  |  | MATOLA |  |  | 32,43077 | -25,88448 | 250 | 33 | 0.4 | 3Φ | 2009 | Pouwels | 11110903139 | 991 | 45 | 823.6311 | 167.3689 | 167368.8889 |  | 37 | 49.55 | 49550 | 941.45 | 2.222% | 20.9211 | 188.29 | 802.71
10141103 | PMT | TRANSFORMADOR | PTS 350 | TRANSFORMADOR MARCA: PTS 350 |  |  | MATOLA |  |  | 32,42789 | -25,88292 | 100 | 33 | 0.4 | 3Φ | 2009 |  |  | 763 | 45 | 634.1378 | 128.8622 | 128862.2222 |  | 37 | 38.15 | 38150 | 724.85 | 2.222% | 16.1078 | 144.97 | 618.03
10141103 | PMT | TRANSFORMADOR | PTS 1071 | TRANSFORMADOR MARCA:Efacec PTS 1071 |  |  | MATOLA |  |  | 32,40706 | -25,85477 | 100 | 33 | 0.4 | 3Φ | 2009 | Efacec | K005017-01 | 763 | 45 | 634.1378 | 128.8622 | 128862.2222 |  | 37 | 38.15 | 38150 | 724.85 | 2.222% | 16.1078 | 144.97 | 618.03
10141103 | PMT | TRANSFORMADOR | PTS NEW1 | TRANSFORMADOR MARCA:Efacec PTS NEW1 |  |  | MATOLA |  |  | 32,39105 | -25,86098 | 200 | 33 | 0.4 | 3Φ | 2009 | Efacec | K005069-04 | 991 | 45 | 823.6311 | 167.3689 | 167368.8889 |  | 37 | 49.55 | 49550 | 941.45 | 2.222% | 20.9211 | 188.29 | 802.71
10141103 | PMT | TRANSFORMADOR | PTS 106 | TRANSFORMADOR MARCA:DPM PTS 106 |  |  | MATOLA |  |  | 32,44010 | -25,98059 | 200 | 33 | 0.4 | 3Φ | 2009 | DPM | 20670901/01 | 991 | 45 | 823.6311 | 167.3689 | 167368.8889 |  | 37 | 49.55 | 49550 | 941.45 | 2.222% | 20.9211 | 188.29 | 802.71
10141103 | PMT | TRANSFORMADOR | PT 649 | TRANSFORMADOR MARCA:Desta Power Matla PT 649 |  |  | Manhica |  |  | 32,7899754 | -25,4097888 | 250 | 33 | 0.4 | 3Φ | 2009 | Desta Power Matla | 20674501/03 | 991 | 45 | 823.6311 | 167.3689 | 167368.8889 |  | 37 | 49.55 | 49550 | 941.45 | 2.222% | 20.9211 | 188.29 | 802.71
10141103 | PMT | TRANSFORMADOR | PT 117R | TRANSFORMADOR MARCA:ITB PT 117R |  |  | Mageanino |  |  | 32,6039743 | -25,832698 | 315 | 33 | 0.4 | 3Φ | 2009 | ITB | 62914 | 1039 | 45 | 863.5244 | 175.4756 | 175475.5556 |  | 37 | 51.95 | 51950 | 987.05 | 2.222% | 21.9344 | 197.41 | 841.59
10141103 | PMT | TRANSFORMADOR | PT 219R | TRANSFORMADOR MARCA:Desta Power Matla PT 219R |  |  | Mageanino |  |  | 32,6077895 | -25,830849 | 250 | 33 | 0.4 | 3Φ | 2009 | Desta Power Matla | 20668001/04 | 991 | 45 | 823.6311 | 167.3689 | 167368.8889 |  | 37 | 49.55 | 49550 | 941.45 | 2.222% | 20.9211 | 188.29 | 802.71
10141103 | PMT | TRANSFORMADOR | PT 220R | TRANSFORMADOR MARCA:Desta Power Matla PT 220R |  |  | Mageanino |  |  | 32,6085223 | -25,8352462 | 250 | 33 | 0.4 | 3Φ | 2009 | Desta Power Matla | 20668103/04 | 991 | 45 | 823.6311 | 167.3689 | 167368.8889 |  | 37 | 49.55 | 49550 | 941.45 | 2.222% | 20.9211 | 188.29 | 802.71
10141103 | PMT | TRANSFORMADOR | PT 221R | TRANSFORMADOR MARCA:Desta Power Matla PT 221R |  |  | Mageanino |  |  | 32,6116331 | -25,832976 | 250 | 33 | 0.4 | 3Φ | 2009 | Desta Power Matla | 20668107/02 | 991 | 45 | 823.6311 | 167.3689 | 167368.8889 |  | 37 | 49.55 | 49550 | 941.45 | 2.222% | 20.9211 | 188.29 | 802.71
10141103 | PMT | TRANSFORMADOR | PT 222R | TRANSFORMADOR MARCA:Desta Power Matla PT 222R |  |  | Mageanino |  |  | 32,6111866 | -25,837727 | 250 | 33 | 0.4 | 3Φ | 2009 | Desta Power Matla | 20668104/02 | 991 | 45 | 823.6311 | 167.3689 | 167368.8889 |  | 37 | 49.55 | 49550 | 941.45 | 2.222% | 20.9211 | 188.29 | 802.71
10141103 | PMT | TRANSFORMADOR | PT 223R | TRANSFORMADOR MARCA:Desta Power Matla PT 223R |  |  | Mageanino |  |  | 32,6090834 | -25,8431496 | 250 | 33 | 0.4 | 3Φ | 2009 | Desta Power Matla | 20668007/01 | 991 | 45 | 823.6311 | 167.3689 | 167368.8889 |  | 37 | 49.55 | 49550 | 941.45 | 2.222% | 20.9211 | 188.29 | 802.71
10141103 | PMT | TRANSFORMADOR | PT 226R | TRANSFORMADOR MARCA:Desta Power Matla PT 226R |  |  | Mageanino |  |  | 32,6121801 | -25,8429787 | 250 | 33 | 0.4 | 3Φ | 2009 | Desta Power Matla | 20668105/01 | 991 | 45 | 823.6311 | 167.3689 | 167368.8889 |  | 37 | 49.55 | 49550 | 941.45 | 2.222% | 20.9211 | 188.29 | 802.71
10141103 | PMT | TRANSFORMADOR | PT 225R | TRANSFORMADOR MARCA:Desta Power Matla PT 225R |  |  | Mageanino |  |  | 32,6159656 | -25,84236071 | 250 | 33 | 0.4 | 3Φ | 2009 | Desta Power Matla | 20668107/01 | 991 | 45 | 823.6311 | 167.3689 | 167368.8889 |  | 37 | 49.55 | 49550 | 941.45 | 2.222% | 20.9211 | 188.29 | 802.71
10141103 | PMT | TRANSFORMADOR | PT 26R | TRANSFORMADOR MARCA:Efacec PT 26R |  |  | Mageanino |  |  | 32,5777048 | -25,8773222 | 315 | 33 | 0.4 | 3Φ | 2009 | Efacec | K000158 | 1039 | 45 | 863.5244 | 175.4756 | 175475.5556 |  | 37 | 51.95 | 51950 | 987.05 | 2.222% | 21.9344 | 197.41 | 841.59
10141103 | PMT | TRANSFORMADOR | PT 132R | TRANSFORMADOR MARCA:Desta Power Matla PT 132R |  |  | Mageanino |  |  | 32,68161222 | -25,7725998 | 160 | 33 | 0.4 | 3Φ | 2009 | Desta Power Matla | 20674601/04 | 991 | 45 | 823.6311 | 167.3689 | 167368.8889 |  | 37 | 49.55 | 49550 | 941.45 | 2.222% | 20.9211 | 188.29 | 802.71
10141103 | PMT | TRANSFORMADOR | PT 185R | TRANSFORMADOR MARCA:Desta Power Matla PT 185R |  |  | Mageanino |  |  | 32,6398571 | -25,8202820 | 250 | 33 | 0.4 | 3Φ | 2009 | Desta Power Matla | 20668106/03 | 991 | 45 | 823.6311 | 167.3689 | 167368.8889 |  | 37 | 49.55 | 49550 | 941.45 | 2.222% | 20.9211 | 188.29 | 802.71
10141103 | PMT | TRANSFORMADOR | PT 184R | TRANSFORMADOR MARCA:Desta Power Matla PT 184R |  |  | Mageanino |  |  | 32,6393944 | -25,8240966 | 250 | 33 | 0.4 | 3Φ | 2009 | Desta Power Matla | 20668002/02 | 991 | 45 | 823.6311 | 167.3689 | 167368.8889 |  | 37 | 49.55 | 49550 | 941.45 | 2.222% | 20.9211 | 188.29 | 802.71
10141103 | PMT | TRANSFORMADOR | PT 378R | TRANSFORMADOR MARCA:Desta Power Matla PT 378R |  |  | Intaka |  |  | 32,557259 | -25,758191 | 250 | 33 | 0.4 | 3Φ | 2009 | Desta Power Matla | 20668003/02 | 991 | 45 | 823.6311 | 167.3689 | 167368.8889 |  | 37 | 49.55 | 49550 | 941.45 | 2.222% | 20.9211 | 188.29 | 802.71
10141103 | PMT | TRANSFORMADOR | PT 309R | TRANSFORMADOR MARCA:Desta Power Matla PT 309R |  |  | Intaka |  |  | 32,5824357 | -25,783538 | 250 | 33 | 0.4 | 3Φ | 2009 | Desta Power Matla | 20668102/03 | 991 | 45 | 823.6311 | 167.3689 | 167368.8889 |  | 37 | 49.55 | 49550 | 941.45 | 2.222% | 20.9211 | 188.29 | 802.71
10141103 | PMT | TRANSFORMADOR | PT 21OR | TRANSFORMADOR MARCA:Desta Power Matla PT 21OR |  |  | Cumbeza |  |  | 32,586398 | -25,815995 | 160 | 33 | 0.4 | 3Φ | 2009 | Desta Power Matla | 20667906/01 | 991 | 45 | 823.6311 | 167.3689 | 167368.8889 |  | 37 | 49.55 | 49550 | 941.45 | 2.222% | 20.9211 | 188.29 | 802.71
10141103 | PMT | TRANSFORMADOR | PT 70R | TRANSFORMADOR MARCA:Desta Power Matla PT 70R |  |  | Cumbeza |  |  | 32,595543 | -25,8143728 | 100 | 33 | 0.4 | 3Φ | 2009 | Desta Power Matla | 10683402/03 | 763 | 45 | 634.1378 | 128.8622 | 128862.2222 |  | 37 | 38.15 | 38150 | 724.85 | 2.222% | 16.1078 | 144.97 | 618.03
10141103 | PMT | TRANSFORMADOR | PT 215R | TRANSFORMADOR MARCA:Desta Power Matla PT 215R |  |  | Cumbeza |  |  | 32,595884 | -25,820686 | 250 | 33 | 0.4 | 3Φ | 2009 | Desta Power Matla | 20668104/01 | 991 | 45 | 823.6311 | 167.3689 | 167368.8889 |  | 37 | 49.55 | 49550 | 941.45 | 2.222% | 20.9211 | 188.29 | 802.71
10141103 | PMT | TRANSFORMADOR | PTS 7 | TRANSFORMADOR MARCA:Tanelec Tanzania PTS 7 |  |  | CIDADE DA MATOLA |  |  | 32, 463965 | -25,981488 | 315 | 33 | 0.4 | 3Φ | 2009 | Tanelec Tanzania | T-29492 | 1039 | 45 | 863.5244 | 175.4756 | 175475.5556 |  | 37 | 51.95 | 51950 | 987.05 | 2.222% | 21.9344 | 197.41 | 841.59
10141103 | PMT | TRANSFORMADOR | PTS 30 | TRANSFORMADOR MARCA:Tanelec Tanzania PTS 30 |  |  | CIDADE DA MATOLA |  |  | 32,441577 | -25,958513 | 315 | 33 | 0.4 | 3Φ | 2009 | Tanelec Tanzania | T-29498 | 1039 | 45 | 863.5244 | 175.4756 | 175475.5556 |  | 37 | 51.95 | 51950 | 987.05 | 2.222% | 21.9344 | 197.41 | 841.59
10141103 | PMT | TRANSFORMADOR | PTS 847 | TRANSFORMADOR MARCA:Desta Power Matla PTS 847 |  |  | CIDADE DA MATOLA |  |  | 32,451941 | -25,952838 | 100 | 33 | 0.4 | 3Φ | 2009 | Desta Power Matla | 10683401/03 | 763 | 45 | 634.1378 | 128.8622 | 128862.2222 |  | 37 | 38.15 | 38150 | 724.85 | 2.222% | 16.1078 | 144.97 | 618.03
10141103 | PMT | TRANSFORMADOR | AGXX/PTS0013 | TRANSFORMADOR MARCA:ITB AGXX/PTS0013 AGXX/PTS0013 | Chissano Nguenha 1 (Monofasico) | AGXX/PTS0013 | CHISSANO | Gaza |  | 24º 55.750 | 033º 22.343 | 32 | 33 | 0.4 | 3 | 2009 | ITB | 605658 | 643 | 45 | 534.4044 | 108.5956 | 108595.5556 |  | 37 | 32.15 | 32150 | 610.85 | 2.222% | 13.5744 | 122.17 | 520.83
10141103 | PMT | TRANSFORMADOR | AGXX/PTS0023 | TRANSFORMADOR MARCA:EFACEC AGXX/PTS0023 AGXX/PTS0023 | Julius Nyerere 2 Tanque de Agua | AGXX/PTS0023 | CHISSANO | Gaza |  | 24º 51.267 | 033º 29.907 | 160 | 33 | 0.4 | 3 | 2009 | EFACEC | K005171 | 991 | 45 | 823.6311 | 167.3689 | 167368.8889 |  | 37 | 49.55 | 49550 | 941.45 | 2.222% | 20.9211 | 188.29 | 802.71
10141103 | PMT | TRANSFORMADOR | AGXX/PTS0052 | TRANSFORMADOR MARCA:ITB AGXX/PTS0052 AGXX/PTS0052 | Gabinete do Governador Cidade | AGXX/PTS0052 | DA CIDADE DE XAI-XAI | Gaza |  | 25º 02.225 | 033º 38.189 | 200 | 11 | 0.4 | 3 | 2009 | ITB | 705676 | 572 | 45 | 475.3956 | 96.6044 | 96604.4444 |  | 37 | 28.6 | 28600 | 543.4 | 2.222% | 12.0756 | 108.68 | 463.32
10141103 | PMT | TRANSFORMADOR | AGXX/PTS0060 | TRANSFORMADOR MARCA:DPM AGXX/PTS0060 AGXX/PTS0060 | Patrice Lumumba | AGXX/PTS0060 | Gaza | Gaza |  | 25º 05.126 | 033º 39.571 | 315 | 11 | 0.4 | 3 | 2009 | DPM | 20671202/02 | 840 | 45 | 698.1333 | 141.8667 | 141866.6667 |  | 37 | 42 | 42000 | 798 | 2.222% | 17.7333 | 159.6 | 680.4
10141103 | PMT | TRANSFORMADOR | AGXX/PTS0118 | TRANSFORMADOR MARCA:ITB AGXX/PTS0118 AGXX/PTS0118 | Fidel Castro Mercado | AGXX/PTS0118 | Gaza | Gaza |  | 25º 01.401 | 033º 43.957 | 315 | 11 | 0.4 | 3 | 2009 | ITB | 62914 | 840 | 45 | 698.1333 | 141.8667 | 141866.6667 |  | 37 | 42 | 42000 | 798 | 2.222% | 17.7333 | 159.6 | 680.4
10141103 | PMT | TRANSFORMADOR | AGXX/PTS0279 | TRANSFORMADOR MARCA:ITB AGXX/PTS0279 AGXX/PTS0279 | Chongoene Coqueiros | AGXX/PTS0279 | CHIBUTO / MANJACAZE | Gaza |  | 25º 01.640 | 033º 47.354 | 160 | 33 | 0.4 | 3 | 2009 | ITB | 6056/92 | 991 | 45 | 823.6311 | 167.3689 | 167368.8889 |  | 37 | 49.55 | 49550 | 941.45 | 2.222% | 20.9211 | 188.29 | 802.71
10141103 | PMT | TRANSFORMADOR | AGXX/PTS0339 | TRANSFORMADOR MARCA:DPM AGXX/PTS0339 AGXX/PTS0339 | Bungane Ao longo da Estrada | AGXX/PTS0339 | CHIBUTO / MANJACAZE | Gaza |  | 24º 50.561 | 033º 44.476 | 16 | 33 | 0.4 | 3 | 2009 | DPM | NO SERIAL | 643 | 45 | 534.4044 | 108.5956 | 108595.5556 |  | 37 | 32.15 | 32150 | 610.85 | 2.222% | 13.5744 | 122.17 | 520.83
10141103 | PMT | TRANSFORMADOR | AGCBT/PTS0207 | TRANSFORMADOR MARCA:POWERTECH AGCBT/PTS0207 AGCBT/PTS0207 | Mudada | AGCBT/PTS0207 | GESTÃO ZSC DE CHIBUTO | Gaza |  | 24° 41.199 | 033° 32.851 | 200 | 33 | 0.4 | 3 | 2009 | POWERTECH | 20674701/04 | 991 | 45 | 823.6311 | 167.3689 | 167368.8889 |  | 37 | 49.55 | 49550 | 941.45 | 2.222% | 20.9211 | 188.29 | 802.71
10141103 | PMT | TRANSFORMADOR | AGCBT/PTS0209 | TRANSFORMADOR MARCA:DPM AGCBT/PTS0209 AGCBT/PTS0209 | 25 de Junho 1 | AGCBT/PTS0209 | GESTÃO ZSC DE CHIBUTO | Gaza |  | 24° 42.337 | 033° 32.434 | 250 | 33 | 0.4 | 3 | 2009 | DPM | 20668008/01 | 991 | 45 | 823.6311 | 167.3689 | 167368.8889 |  | 37 | 49.55 | 49550 | 941.45 | 2.222% | 20.9211 | 188.29 | 802.71
10141103 | PMT | TRANSFORMADOR | AGCBT/PTS0210 | TRANSFORMADOR MARCA:DPM AGCBT/PTS0210 AGCBT/PTS0210 | 25 de Junho 2 | AGCBT/PTS0210 | GESTÃO ZSC DE CHIBUTO | Gaza |  | 24° 42.371 | 033° 32.682 | 160 | 33 | 0.4 | 3 | 2009 | DPM | 20670605/03 | 991 | 45 | 823.6311 | 167.3689 | 167368.8889 |  | 37 | 49.55 | 49550 | 941.45 | 2.222% | 20.9211 | 188.29 | 802.71
10141103 | PMT | TRANSFORMADOR | AGCBT/PTS0211 | TRANSFORMADOR MARCA:DPM AGCBT/PTS0211 AGCBT/PTS0211 | 25 de Junho 3 | AGCBT/PTS0211 | GESTÃO ZSC DE CHIBUTO | Gaza |  | 24° 42.316 | 033° 33.005 | 250 | 33 | 0.4 | 3 | 2009 | DPM | 20668102/04 | 991 | 45 | 823.6311 | 167.3689 | 167368.8889 |  | 37 | 49.55 | 49550 | 941.45 | 2.222% | 20.9211 | 188.29 | 802.71
10141103 | PMT | TRANSFORMADOR | AGCBT/PTS0212 | TRANSFORMADOR MARCA:DPM AGCBT/PTS0212 AGCBT/PTS0212 | Samora Machel 4 | AGCBT/PTS0212 | GESTÃO ZSC DE CHIBUTO | Gaza |  | 24° 42.888 | 033° 32.733 | 250 | 33 | 0.4 | 3 | 2009 | DPM | 20668005/02 | 991 | 45 | 823.6311 | 167.3689 | 167368.8889 |  | 37 | 49.55 | 49550 | 941.45 | 2.222% | 20.9211 | 188.29 | 802.71
10141103 | PMT | TRANSFORMADOR | AGCBT/PTS0213 | TRANSFORMADOR MARCA:DPM AGCBT/PTS0213 AGCBT/PTS0213 | Samora Machel 5 | AGCBT/PTS0213 | GESTÃO ZSC DE CHIBUTO | Gaza |  | 24° 42.795 | 033° 33.208 | 250 | 33 | 0.4 | 3 | 2009 | DPM | 20668101/01 | 991 | 45 | 823.6311 | 167.3689 | 167368.8889 |  | 37 | 49.55 | 49550 | 941.45 | 2.222% | 20.9211 | 188.29 | 802.71
10141103 | PMT | TRANSFORMADOR | AGCBT/PTS0214 | TRANSFORMADOR MARCA:DPM AGCBT/PTS0214 AGCBT/PTS0214 | Samora Machel 6 | AGCBT/PTS0214 | GESTÃO ZSC DE CHIBUTO | Gaza |  | 24° 43.252 | 033° 32.986 | 250 | 33 | 0.4 | 3 | 2009 | DPM | 20668103/02 | 991 | 45 | 823.6311 | 167.3689 | 167368.8889 |  | 37 | 49.55 | 49550 | 941.45 | 2.222% | 20.9211 | 188.29 | 802.71
10141103 | PMT | TRANSFORMADOR | AGCBT/PTS0223 | TRANSFORMADOR MARCA:ITB AGCBT/PTS0223 AGCBT/PTS0223 | 1° de Maio | AGCBT/PTS0223 | GESTÃO ZSC DE CHIBUTO | Gaza |  | 24° 40.081 | 033° 31.507 | 160 | 33 | 0.4 | 3 | 2009 | ITB | 605692 | 991 | 45 | 823.6311 | 167.3689 | 167368.8889 |  | 37 | 49.55 | 49550 | 941.45 | 2.222% | 20.9211 | 188.29 | 802.71
10141103 | PMT | TRANSFORMADOR | AGMJC/PTS0249 | TRANSFORMADOR MARCA:ITB AGMJC/PTS0249 AGMJC/PTS0249 | Machachuvane Aldeia | AGMJC/PTS0249 | GESTÃO - ZSC DE MANJACAZE | Gaza |  | 24° 40.590 | 033° 00.031 | 160 | 33 | 0.4 | 3 | 2009 | ITB | 605680 | 991 | 45 | 823.6311 | 167.3689 | 167368.8889 |  | 37 | 49.55 | 49550 | 941.45 | 2.222% | 20.9211 | 188.29 | 802.71
10141103 | PMT | TRANSFORMADOR |  | TRANSFORMADOR MARCA:POWERTECH MONTEPUEZ | ZSCMP | MONTEPUEZ | MONTEPUEZ | Matunda |  | 13008’38,0” | 38058’53,9” | 160 | 33 | 0.4 | 3 | 2009 | POWERTECH | 20865402/01 | 991 | 45 | 823.6311 | 167.3689 | 167368.8889 |  | 37 | 49.55 | 49550 | 941.45 | 2.222% | 20.9211 | 188.29 | 802.71
10141103 | PMT | TRANSFORMADOR |  | TRANSFORMADOR MARCA:ASTOR MONTEPUEZ | ZSCMP | MONTEPUEZ | MONTEPUEZ | Napai-Embondeiro |  | 13008’34,4” | 38059’38,5” | 200 | 11 | 0.4 | 3 | 2009 | ASTOR | 70-01472 | 572 | 45 | 475.3956 | 96.6044 | 96604.4444 |  | 37 | 28.6 | 28600 | 543.4 | 2.222% | 12.0756 | 108.68 | 463.32
10141103 | PMT | TRANSFORMADOR |  | TRANSFORMADOR MARCA:TUSCO TRAFO METORO | USACB | METORO | Ancuabe | PT mCel |  | 12059’51,1” | 39036’38,4” | 50 | 33 | 0.4 | 3 | 2009 | TUSCO TRAFO | 496296 | 643 | 45 | 534.4044 | 108.5956 | 108595.5556 |  | 37 | 32.15 | 32150 | 610.85 | 2.222% | 13.5744 | 122.17 | 520.83
10141103 | PMT | TRANSFORMADOR | PTS 3 | TRANSFORMADOR MARCA:DPM ANGOCHE PTS 3 |  | ANGOCHE | TOPUITO |  |  | 16°32.824 | 39°38.890 | 160KVA | 22KV | 400V | 3 | 2009 | DPM |  | 572 | 45 | 475.3956 | 96.6044 | 96604.4444 |  | 37 | 28.6 | 28600 | 543.4 | 2.222% | 12.0756 | 108.68 | 463.32
10141103 | PMT | TRANSFORMADOR | No Label | TRANSFORMADOR MARCA:itb Inhambane No Label |  | Inhambane | Inhambane |  |  | 35,39516 | -23,88682 | 160 | 33 | 0.4 | 3Φ | 2009 | itb | 605690 | 991 | 45 | 823.6311 | 167.3689 | 167368.8889 |  | 37 | 49.55 | 49550 | 941.45 | 2.222% | 20.9211 | 188.29 | 802.71
10141103 | PMT | TRANSFORMADOR | No Label | TRANSFORMADOR MARCA: Inhambane No Label |  | Inhambane | Inhambane |  |  | 35,40092 | -23,89348 | 160 | 33 | 0.4 | 3Φ | 2009 |  |  | 991 | 45 | 823.6311 | 167.3689 | 167368.8889 |  | 37 | 49.55 | 49550 | 941.45 | 2.222% | 20.9211 | 188.29 | 802.71
10141103 | PMT | TRANSFORMADOR | No Label | TRANSFORMADOR MARCA:TRANS ELECTRON Inhambane No Label |  | Inhambane | Inhambane |  |  | 35,40238 | -23,91942 | 250 | 33 | 0.4 | 3Φ | 2009 | TRANS ELECTRON | 51335 | 991 | 45 | 823.6311 | 167.3689 | 167368.8889 |  | 37 | 49.55 | 49550 | 941.45 | 2.222% | 20.9211 | 188.29 | 802.71
10141103 | PMT | TRANSFORMADOR | PTS 556 | TRANSFORMADOR MARCA:DPM PTS 556 PTS 556 |  | PTS 556 | BOANE |  |  | 32,42392 | -25,01107 | 160 | 33 | 0.4 | 3Φ | 2009 | DPM | 20667903/02 | 991 | 45 | 823.6311 | 167.3689 | 167368.8889 |  | 37 | 49.55 | 49550 | 941.45 | 2.222% | 20.9211 | 188.29 | 802.71
10141103 | PMT | TRANSFORMADOR | PTS 292 | TRANSFORMADOR MARCA:Pouwels PTS 292 PTS 292 |  | PTS 292 | BOANE |  |  | 32,39800 | -25,03108 | 160 | 33 | 0.4 | 3Φ | 2009 | Pouwels | 11110902896 | 991 | 45 | 823.6311 | 167.3689 | 167368.8889 |  | 37 | 49.55 | 49550 | 941.45 | 2.222% | 20.9211 | 188.29 | 802.71
10141103 | PMT | TRANSFORMADOR | PTS 584 | TRANSFORMADOR MARCA:Pauwels PTS 584 PTS 584 |  | PTS 584 | BOANE |  |  | 32,39993 | -25,00572 | 160 | 33 | 0.4 | 3Φ | 2009 | Pauwels | 11110902892 | 991 | 45 | 823.6311 | 167.3689 | 167368.8889 |  | 37 | 49.55 | 49550 | 941.45 | 2.222% | 20.9211 | 188.29 | 802.71
10141103 | PMT | TRANSFORMADOR | PT 202R | TRANSFORMADOR MARCA:DPM PT 202R PT 202R |  | PT 202R | Mabukwane |  |  |  |  | 250 | 33 | 0.4 | 3Ø | 2009 | DPM | 2066110/4/03 | 991 | 45 | 823.6311 | 167.3689 | 167368.8889 |  | 37 | 49.55 | 49550 | 941.45 | 2.222% | 20.9211 | 188.29 | 802.71
10141103 | PMT | TRANSFORMADOR | PT 203R | TRANSFORMADOR MARCA:DPM PT 203R PT 203R |  | PT 203R | Mabukwane |  |  |  |  | 160 | 33 | 0.4 | 3Ø | 2009 | DPM | 20667904/04 | 991 | 45 | 823.6311 | 167.3689 | 167368.8889 |  | 37 | 49.55 | 49550 | 941.45 | 2.222% | 20.9211 | 188.29 | 802.71
10141103 | PMT | TRANSFORMADOR | PT 201R | TRANSFORMADOR MARCA:DPM PT 201R PT 201R |  | PT 201R | Mabukwane |  |  |  |  | 160 | 33 | 0.4 | 3Ø | 2009 | DPM | 20667905/02 | 991 | 45 | 823.6311 | 167.3689 | 167368.8889 |  | 37 | 49.55 | 49550 | 941.45 | 2.222% | 20.9211 | 188.29 | 802.71
10141103 | PMT | TRANSFORMADOR | PT 199R | TRANSFORMADOR MARCA:DPM PT 199R PT 199R |  | PT 199R | Mabukwane |  |  |  |  | 250 | 33 | 0.4 | 3Ø | 2009 | DPM | 20668006/01 | 991 | 45 | 823.6311 | 167.3689 | 167368.8889 |  | 37 | 49.55 | 49550 | 941.45 | 2.222% | 20.9211 | 188.29 | 802.71
10141103 | PMT | TRANSFORMADOR | PT 200R | TRANSFORMADOR MARCA:DPM PT 200R PT 200R |  | PT 200R | Mabukwane |  |  |  |  | 160 | 33 | 0.4 | 3Ø | 2009 | DPM | 20667905/03 | 991 | 45 | 823.6311 | 167.3689 | 167368.8889 |  | 37 | 49.55 | 49550 | 941.45 | 2.222% | 20.9211 | 188.29 | 802.71
10141103 | PMT | TRANSFORMADOR | PT 197R | TRANSFORMADOR MARCA:DPM PT 197R PT 197R |  | PT 197R | Mabukwane |  |  |  |  | 100 | 33 | 0.4 | 3Ø | 2009 | DPM | 1068540/08 | 763 | 45 | 634.1378 | 128.8622 | 128862.2222 |  | 37 | 38.15 | 38150 | 724.85 | 2.222% | 16.1078 | 144.97 | 618.03
10141103 | PMT | TRANSFORMADOR | PT 225 | TRANSFORMADOR MARCA:TANELEC PT 225 PT 225 |  | PT 225 | Mahotas |  |  |  |  | 630 | 11 | 0.4 | 3Ø | 2009 | TANELEC | T29437 | 1016 | 45 | 844.4089 | 171.5911 | 171591.1111 |  | 37 | 50.8 | 50800 | 965.2 | 2.222% | 21.4489 | 193.04 | 822.96
10141103 | PMT | TRANSFORMADOR | PT 218 | TRANSFORMADOR MARCA:DPM PT 218 PT 218 |  | PT 218 | Mahotas |  |  |  |  | 500 | 11 | 0.4 | 3Ø | 2009 | DPM | 30702601/02 | 1016 | 45 | 844.4089 | 171.5911 | 171591.1111 |  | 37 | 50.8 | 50800 | 965.2 | 2.222% | 21.4489 | 193.04 | 822.96
10141103 | PMT | TRANSFORMADOR | PT 241 | TRANSFORMADOR MARCA:ITB PT 241 PT 241 |  | PT 241 | Mahotas |  |  |  |  | 630 | 11 | 0.4 | 3Ø | 2009 | ITB | 607264 | 1016 | 45 | 844.4089 | 171.5911 | 171591.1111 |  | 37 | 50.8 | 50800 | 965.2 | 2.222% | 21.4489 | 193.04 | 822.96
10141103 | PMT | TRANSFORMADOR | PT 366 | TRANSFORMADOR MARCA:EFACEC PT 366 PT 366 |  | PT 366 | Mahotas |  |  | 32.634812 | -25.866815 | 500 | 11 | 0.4 | 3Ø | 2009 | EFACEC |  | 1016 | 45 | 844.4089 | 171.5911 | 171591.1111 |  | 37 | 50.8 | 50800 | 965.2 | 2.222% | 21.4489 | 193.04 | 822.96
10141103 | PMT | TRANSFORMADOR | PT 47R | TRANSFORMADOR MARCA:TANELEC PT 47R PT 47R |  | PT 47R | Guava |  |  | 32.634087 | -25.818424 | 630 | 33 | 0.4 | 3Ø | 2009 | TANELEC | T-29500 | 1200 | 45 | 997.3333 | 202.6667 | 202666.6667 |  | 37 | 60 | 60000 | 1140 | 2.222% | 25.3333 | 228 | 972
10141103 | PMT | TRANSFORMADOR | PT S/N R (No 1) | TRANSFORMADOR MARCA:DPM PT S/N R (No 1) PT S/N R (No 1) |  | PT S/N R (No 1) | Mateque |  |  | 32.638017 | -25.812961 | 160 | 33 | 0.4 | 3Ø | 2009 | DPM | 20667904/03 | 991 | 45 | 823.6311 | 167.3689 | 167368.8889 |  | 37 | 49.55 | 49550 | 941.45 | 2.222% | 20.9211 | 188.29 | 802.71
10141103 | PMT | TRANSFORMADOR | PT 90R | TRANSFORMADOR MARCA:ZBB PT 90R PT 90R |  | PT 90R | Mateque |  |  | 32.637667 | -25.803125 | 400 | 33 | 0.4 | 3Ø | 2009 | ZBB | S9-400/33 | 1039 | 45 | 863.5244 | 175.4756 | 175475.5556 |  | 37 | 51.95 | 51950 | 987.05 | 2.222% | 21.9344 | 197.41 | 841.59
10141103 | PMT | TRANSFORMADOR | PT 268R | TRANSFORMADOR MARCA:DPM PT 268R PT 268R |  | PT 268R | Ricatla |  |  | 32.638165 | -25.775182 | 160 | 33 | 0.4 | 3Ø | 2009 | DPM | 20667907/01 | 991 | 45 | 823.6311 | 167.3689 | 167368.8889 |  | 37 | 49.55 | 49550 | 941.45 | 2.222% | 20.9211 | 188.29 | 802.71
10141103 | PMT | TRANSFORMADOR | PT S/N R (No 2) | TRANSFORMADOR MARCA:DPM PT S/N R (No 2) PT S/N R (No 2) |  | PT S/N R (No 2) | Ricatla |  |  | 32.637572 | -25.760991 | 100 | 33 | 0.4 | 3Ø | 2009 | DPM | 10685401/03 | 763 | 45 | 634.1378 | 128.8622 | 128862.2222 |  | 37 | 38.15 | 38150 | 724.85 | 2.222% | 16.1078 | 144.97 | 618.03
10141103 | PMT | TRANSFORMADOR | PT 267R | TRANSFORMADOR MARCA:DPM PT 267R PT 267R |  | PT 267R | Zintava |  |  | 32.649666 | -25.770024 | 250 | 33 | 0.4 | 3Ø | 2009 | DPM | 206681024/01 | 991 | 45 | 823.6311 | 167.3689 | 167368.8889 |  | 37 | 49.55 | 49550 | 941.45 | 2.222% | 20.9211 | 188.29 | 802.71
10141103 | PMT | TRANSFORMADOR | PT 253R | TRANSFORMADOR MARCA:DPM PT 253R PT 253R |  | PT 253R | Zintava |  |  | 32.656022 | -25.764334 | 250 | 33 | 0.4 | 3Ø | 2009 | DPM | 20668001/03 | 991 | 45 | 823.6311 | 167.3689 | 167368.8889 |  | 37 | 49.55 | 49550 | 941.45 | 2.222% | 20.9211 | 188.29 | 802.71
10141103 | PMT | TRANSFORMADOR | PT 250R | TRANSFORMADOR MARCA:DPM PT 250R PT 250R |  | PT 250R | Mapulango |  |  | 32.646603 | -25.742980 | 250 | 33 | 0.4 | 3Ø | 2009 | DPM | 20668105/02 | 991 | 45 | 823.6311 | 167.3689 | 167368.8889 |  | 37 | 49.55 | 49550 | 941.45 | 2.222% | 20.9211 | 188.29 | 802.71
10141103 | PMT | TRANSFORMADOR | PT 382R | TRANSFORMADOR MARCA:DPM PT 382R PT 382R |  | PT 382R | Massinga |  |  | 32.657776 | -25.725288 | 160 | 33 | 0.4 | 3Ø | 2009 | DPM | 20667905/01 | 991 | 45 | 823.6311 | 167.3689 | 167368.8889 |  | 37 | 49.55 | 49550 | 941.45 | 2.222% | 20.9211 | 188.29 | 802.71
10141103 | PMT | TRANSFORMADOR | PT 260R | TRANSFORMADOR MARCA:DPM PT 260R PT 260R |  | PT 260R | Bobole |  |  | 32.674236 | -25.623255 | 160 | 33 | 0.4 | 3Ø | 2009 | DPM | 20670604/02 | 991 | 45 | 823.6311 | 167.3689 | 167368.8889 |  | 37 | 49.55 | 49550 | 941.45 | 2.222% | 20.9211 | 188.29 | 802.71
10141103 | PMT | TRANSFORMADOR | PT 208R | TRANSFORMADOR MARCA:ITB PT 208R PT 208R |  | PT 208R | Zimpeto |  |  | 32.571645 | -25.838067 | 160 | 33 | 0.4 | 3Ø | 2009 | ITB | 605619 | 991 | 45 | 823.6311 | 167.3689 | 167368.8889 |  | 37 | 49.55 | 49550 | 941.45 | 2.222% | 20.9211 | 188.29 | 802.71
10141103 | PMT | TRANSFORMADOR | PT (Mercado)R | TRANSFORMADOR MARCA:DPM PT (Mercado)R PT (Mercado)R |  | PT (Mercado)R | Zimpeto |  |  | 32.569460 | -25.831829 | 160 | 33 | 0.4 | 3Ø | 2009 | DPM | 20667905/04 | 991 | 45 | 823.6311 | 167.3689 | 167368.8889 |  | 37 | 49.55 | 49550 | 941.45 | 2.222% | 20.9211 | 188.29 | 802.71
10141103 | PMT | TRANSFORMADOR | PT 207R | TRANSFORMADOR MARCA:" PT 207R PT 207R |  | PT 207R | Zimpeto |  |  | 32.572291 | -25.839444 | 100 | 33 | 0.4 | 3Ø | 2009 | " | 10685401/02 | 763 | 45 | 634.1378 | 128.8622 | 128862.2222 |  | 37 | 38.15 | 38150 | 724.85 | 2.222% | 16.1078 | 144.97 | 618.03
10141103 | PMT | TRANSFORMADOR | PT 67R | TRANSFORMADOR MARCA:TANELEC PT 67R PT 67R |  | PT 67R | Magoanine C |  |  | 32.586002 | -25.850139 | 630 | 33 | 0.4 | 3Ø | 2009 | TANELEC | T-29501 | 1200 | 45 | 997.3333 | 202.6667 | 202666.6667 |  | 37 | 60 | 60000 | 1140 | 2.222% | 25.3333 | 228 | 972
10141103 | PMT | TRANSFORMADOR | PT (Randicao)R | TRANSFORMADOR MARCA:DPM PT (Randicao)R PT (Randicao)R |  | PT (Randicao)R | Zimpeto |  |  | 32.571313 | -25.863396 | 160 | 33 | 0.4 | 3Ø | 2009 | DPM | 20670602/02 | 991 | 45 | 823.6311 | 167.3689 | 167368.8889 |  | 37 | 49.55 | 49550 | 941.45 | 2.222% | 20.9211 | 188.29 | 802.71
10141103 | PMT | TRANSFORMADOR | PT 233R | TRANSFORMADOR MARCA:TANELEC PT 233R PT 233R |  | PT 233R | Magoanine B |  |  | 32.611308 | -25.852309 | 315 | 33 | 0.4 | 3Ø | 2009 | TANELEC | Not visible | 1039 | 45 | 863.5244 | 175.4756 | 175475.5556 |  | 37 | 51.95 | 51950 | 987.05 | 2.222% | 21.9344 | 197.41 | 841.59
10141103 | PMT | TRANSFORMADOR | PT 235R | TRANSFORMADOR MARCA:DPM PT 235R PT 235R |  | PT 235R | Magoanine B |  |  | 32.610405 | -25.856649 | 250 | 33 | 0.4 | 3Ø | 2009 | DPM | 20668005/01 | 991 | 45 | 823.6311 | 167.3689 | 167368.8889 |  | 37 | 49.55 | 49550 | 941.45 | 2.222% | 20.9211 | 188.29 | 802.71
10141103 | PMT | TRANSFORMADOR | PT 230R | TRANSFORMADOR MARCA:DPM PT 230R PT 230R |  | PT 230R | Magoanine C |  |  | 32.604178 | -25.845300 | 160 | 33 | 0.4 | 3Ø | 2009 | DPM | 20674601/01 | 991 | 45 | 823.6311 | 167.3689 | 167368.8889 |  | 37 | 49.55 | 49550 | 941.45 | 2.222% | 20.9211 | 188.29 | 802.71
10141103 | PMT | TRANSFORMADOR | PT (Municipal)R | TRANSFORMADOR MARCA:DPM PT (Municipal)R PT (Municipal)R |  | PT (Municipal)R | Zimpeto |  |  | 32.574941 | -25.820719 | 250 | 33 | 0.4 | 3Ø | 2009 | DPM | 20668101/02 | 991 | 45 | 823.6311 | 167.3689 | 167368.8889 |  | 37 | 49.55 | 49550 | 941.45 | 2.222% | 20.9211 | 188.29 | 802.71
10141103 | PMT | TRANSFORMADOR | PT 309R | TRANSFORMADOR MARCA:DPM PT 309R PT 309R |  | PT 309R | Cumbeza |  |  | 32.582448 | -25.783545 | 250 | 33 | 0.4 | 3Ø | 2009 | DPM | 20668102/03 | 991 | 45 | 823.6311 | 167.3689 | 167368.8889 |  | 37 | 49.55 | 49550 | 941.45 | 2.222% | 20.9211 | 188.29 | 802.71
10141103 | PMT | TRANSFORMADOR | PTS 153 | TRANSFORMADOR MARCA:ITB PTS 153 PTS 153 |  | PTS 153 | Infulene A |  |  | 32.517962 | -25.910562 | 630 | 33 | 0.4 | 3Ø | 2009 | ITB | 60726 | 1200 | 45 | 997.3333 | 202.6667 | 202666.6667 |  | 37 | 60 | 60000 | 1140 | 2.222% | 25.3333 | 228 | 972
10141103 | PMT | TRANSFORMADOR | PTS 210 | TRANSFORMADOR MARCA:EFACEC PTS 210 PTS 210 |  | PTS 210 | Zona Verde |  |  | 32.546580 | -25.868688 | 315 | 33 | 0.4 | 3Ø | 2009 | EFACEC | K005018.04 | 1039 | 45 | 863.5244 | 175.4756 | 175475.5556 |  | 37 | 51.95 | 51950 | 987.05 | 2.222% | 21.9344 | 197.41 | 841.59
10141103 | PMT | TRANSFORMADOR | PTS 552 | TRANSFORMADOR MARCA:ITB PTS 552 PTS 552 |  | PTS 552 | Intaka |  |  | 32.558690 | -25.810099 | 250 | 33 | 0.4 | 3Ø | 2009 | ITB | NBR 5440 | 991 | 45 | 823.6311 | 167.3689 | 167368.8889 |  | 37 | 49.55 | 49550 | 941.45 | 2.222% | 20.9211 | 188.29 | 802.71
10141103 | PMT | TRANSFORMADOR | PTS 413 | TRANSFORMADOR MARCA:Transformer Switchgear Services PTS 413 PTS 413 |  | PTS 413 | Intaka |  |  | 32.548084 | -25.831420 | 315 | 33 | 0.4 | 3Ø | 2009 | Transformer Switchgear Services | T14230 | 1039 | 45 | 863.5244 | 175.4756 | 175475.5556 |  | 37 | 51.95 | 51950 | 987.05 | 2.222% | 21.9344 | 197.41 | 841.59
10141103 | AT | TRANSFORMADOR AUXILIAR |  | TRANSFORMADOR AUXILIAR MARCA:V.T.D MANJE | TETE | MANJE | TETE | MANJE |  | S15°22'19.68 | E33°12'10.80” | 250 | 33 | 0.4 | 3 | 2009 | V.T.D | 22107 | 991 | 45 | 823.6311 | 167.3689 | 167368.8889 |  | 37 | 49.55 | 49550 | 941.45 | 2.222% | 20.9211 | 188.29 | 802.71
10141103 | AT | TRANSFORMADOR AUXILIAR |  | TRANSFORMADOR AUXILIAR MARCA:DPM Beluluane |  | Beluluane | Maputo |  |  |  |  | 50 | 11 | 0.415 | 3 | 2009 | DPM | DC0107/0660 | 643 | 45 | 534.4044 | 108.5956 | 108595.5556 |  | 37 | 32.15 | 32150 | 610.85 | 2.222% | 13.5744 | 122.17 | 520.83
10141103 | MS | MINISUBESTAÇÃO | PT 410 | MINISUBESTAÇÃO MARCA:EFACEC PT 410 PT 410 |  | PT 410 | Maputo City |  |  |  |  | 500 | 11 | 0.4 | 3Ø | 2010 | EFACEC | F000479.04 | 2426 | 45 | 2067.4911 | 358.5089 | 358508.8889 |  | 38 | 121.3 | 121300 | 2304.7 | 2.222% | 51.2156 | 409.7244 | 2016.2756
10141103 | MS | MINISUBESTAÇÃO | PTS 12A | MINISUBESTAÇÃO MARCA:EFACEC PTS 12A PTS 12A |  | PTS 12A | Maputo City |  | " |  |  | 500 | 11 | 0.4 | 3Ø | 2010 | EFACEC |  | 2426 | 45 | 2067.4911 | 358.5089 | 358508.8889 |  | 38 | 121.3 | 121300 | 2304.7 | 2.222% | 51.2156 | 409.7244 | 2016.2756
10141103 | MS | MINISUBESTAÇÃO | PT 336 | MINISUBESTAÇÃO MARCA:EFACEC PT 336 PT 336 |  | PT 336 | Maputo City |  | 25 de Septembro |  |  | 315 | 11 | 0.4 | 3Ø | 2010 | EFACEC |  | 1213 | 45 | 1033.7456 | 179.2544 | 179254.4444 |  | 38 | 60.65 | 60650 | 1152.35 | 2.222% | 25.6078 | 204.8622 | 1008.1378
10141103 | MS | MINISUBESTAÇÃO | PT 398 | MINISUBESTAÇÃO MARCA:EFACEC PT 398 PT 398 |  | PT 398 | Maputo City |  |  |  |  | 500 | 11 | 0.4 | 3Ø | 2010 | EFACEC |  | 2426 | 45 | 2067.4911 | 358.5089 | 358508.8889 |  | 38 | 121.3 | 121300 | 2304.7 | 2.222% | 51.2156 | 409.7244 | 2016.2756
10141103 | MS | MINISUBESTAÇÃO | PT 402 | MINISUBESTAÇÃO MARCA:EFACEC PT 402 PT 402 |  | PT 402 | Maputo City |  |  |  |  | 630 | 11 | 0.4 | 3Ø | 2010 | EFACEC | F00482-12 | 2772 | 45 | 2362.36 | 409.64 | 409640 |  | 38 | 138.6 | 138600 | 2633.4 | 2.222% | 58.52 | 468.16 | 2303.84
10141103 | MS | MINISUBESTAÇÃO | PTS 17 | MINISUBESTAÇÃO MARCA: PTS 17 PTS 17 |  | PTS 17 | Maputo City |  | Timorleste |  |  | 100 | 11 | 0.4 | 3Ø | 2010 |  |  | 1733 | 45 | 1476.9011 | 256.0989 | 256098.8889 |  | 38 | 86.65 | 86650 | 1646.35 | 2.222% | 36.5856 | 292.6844 | 1440.3156
10141103 | MS | MINISUBESTAÇÃO | PT 437 | MINISUBESTAÇÃO MARCA:EFACEC PT 437 PT 437 |  | PT 437 | Maputo City |  |  |  |  | 500 | 11 | 0.4 | 3Ø | 2010 | EFACEC | F00479 | 2426 | 45 | 2067.4911 | 358.5089 | 358508.8889 |  | 38 | 121.3 | 121300 | 2304.7 | 2.222% | 51.2156 | 409.7244 | 2016.2756
10141103 | MS | MINISUBESTAÇÃO | PT 87 | MINISUBESTAÇÃO MARCA:ITB PT 87 PT 87 |  | PT 87 | Maxaquene |  |  |  |  | 630 | 11 | 0.4 | 3Ø | 2010 | ITB | 702217 | 2772 | 45 | 2362.36 | 409.64 | 409640 |  | 38 | 138.6 | 138600 | 2633.4 | 2.222% | 58.52 | 468.16 | 2303.84
10141103 | MS | MINISUBESTAÇÃO | PT 90 | MINISUBESTAÇÃO MARCA:EFACEC PT 90 PT 90 |  | PT 90 | Maxaquene |  |  |  |  | 630 | 11 | 0.4 | 3Ø | 2010 | EFACEC |  | 2772 | 45 | 2362.36 | 409.64 | 409640 |  | 38 | 138.6 | 138600 | 2633.4 | 2.222% | 58.52 | 468.16 | 2303.84
10141103 | MS | MINISUBESTAÇÃO | PT 362 | MINISUBESTAÇÃO MARCA:EFACEC PT 362 PT 362 |  | PT 362 | Mabukwane |  |  |  |  | 800 | 11 | 0.4 | 3Ø | 2010 | EFACEC | F000485.07 | 3119 | 45 | 2658.0811 | 460.9189 | 460918.8889 |  | 38 | 155.95 | 155950 | 2963.05 | 2.222% | 65.8456 | 526.7644 | 2592.2356
10141103 | MS | MINISUBESTAÇÃO | PT 4 | MINISUBESTAÇÃO MARCA:EFACEC PT 4 PT 4 |  | PT 4 | Mabukwane |  |  |  |  | 630 | 11 | 0.4 | 3Ø | 2010 | EFACEC | F000483.06 | 2772 | 45 | 2362.36 | 409.64 | 409640 |  | 38 | 138.6 | 138600 | 2633.4 | 2.222% | 58.52 | 468.16 | 2303.84
10141103 | MS | MINISUBESTAÇÃO | PT 123 | MINISUBESTAÇÃO MARCA:EFACEC PT 123 PT 123 |  | PT 123 | Mabukwane |  |  |  |  | 500 | 11 | 0.4 | 3Ø | 2010 | EFACEC | F000479.02 | 2426 | 45 | 2067.4911 | 358.5089 | 358508.8889 |  | 38 | 121.3 | 121300 | 2304.7 | 2.222% | 51.2156 | 409.7244 | 2016.2756
10141103 | MS | MINISUBESTAÇÃO | PT 361 | MINISUBESTAÇÃO MARCA:EFACEC PT 361 PT 361 |  | PT 361 | Mabukwane |  |  |  |  | 800 | 11 | 0.4 | 3Ø | 2010 | EFACEC | F000485.03 | 3119 | 45 | 2658.0811 | 460.9189 | 460918.8889 |  | 38 | 155.95 | 155950 | 2963.05 | 2.222% | 65.8456 | 526.7644 | 2592.2356
10141103 | MS | MINISUBESTAÇÃO | PT 138 | MINISUBESTAÇÃO MARCA:EFACEC PT 138 PT 138 |  | PT 138 | Mabukwane |  |  |  |  | 630 | 11 | 0.4 | 3Ø | 2010 | EFACEC | F000482.11 | 2772 | 45 | 2362.36 | 409.64 | 409640 |  | 38 | 138.6 | 138600 | 2633.4 | 2.222% | 58.52 | 468.16 | 2303.84
10141103 | MS | MINISUBESTAÇÃO | PT 30 | MINISUBESTAÇÃO MARCA:itb PT 30 |  |  | Maputo |  |  | 32,5904227 | -25,9640674 | 630 | 11 | 0,4 | 3Φ | 2010 | itb | 629764 | 2772 | 45 | 2362.36 | 409.64 | 409640 |  | 38 | 138.6 | 138600 | 2633.4 | 2.222% | 58.52 | 468.16 | 2303.84
10141103 | MS | MINISUBESTAÇÃO | PT 343 | MINISUBESTAÇÃO MARCA: PT 343 |  |  | Maputo |  |  | 32,5897709 | -25,9622959 | ? | 11 | 0,4 | 3Φ | 2010 |  |  | 2772 | 45 | 2362.36 | 409.64 | 409640 |  | 38 | 138.6 | 138600 | 2633.4 | 2.222% | 58.52 | 468.16 | 2303.84
10141103 | MS | MINISUBESTAÇÃO | PT 21 | MINISUBESTAÇÃO MARCA:Efacec PT 21 |  |  | Maputo |  |  | 32,5855147 | -25,9726131 | 630 | 11 | 0,4 | 3Φ | 2010 | Efacec | F000482.06 | 2772 | 45 | 2362.36 | 409.64 | 409640 |  | 38 | 138.6 | 138600 | 2633.4 | 2.222% | 58.52 | 468.16 | 2303.84
10141103 | MS | MINISUBESTAÇÃO | PTS 16 | MINISUBESTAÇÃO MARCA: PTS 16 |  |  | Maputo |  |  | 32,5759448 | -25,9709503 | 315 | 11 | 0,4 | 3Φ | 2010 |  |  | 1213 | 45 | 1033.7456 | 179.2544 | 179254.4444 |  | 38 | 60.65 | 60650 | 1152.35 | 2.222% | 25.6078 | 204.8622 | 1008.1378
10141103 | MS | MINISUBESTAÇÃO | PT 384 | MINISUBESTAÇÃO MARCA: PT 384 |  |  | Maputo |  |  | 32,5754109 | -25,9670603 | 315 | 11 | 0,4 | 3Φ | 2010 |  |  | 1213 | 45 | 1033.7456 | 179.2544 | 179254.4444 |  | 38 | 60.65 | 60650 | 1152.35 | 2.222% | 25.6078 | 204.8622 | 1008.1378
10141103 | MS | MINISUBESTAÇÃO | PTS 08 | MINISUBESTAÇÃO MARCA:Efacec PTS 08 |  |  | Maputo |  |  | 32,5772217 | -25,9682644 | 500 | 11 | 0,4 | 3Φ | 2010 | Efacec | 11241 | 2426 | 45 | 2067.4911 | 358.5089 | 358508.8889 |  | 38 | 121.3 | 121300 | 2304.7 | 2.222% | 51.2156 | 409.7244 | 2016.2756
10141103 | MS | MINISUBESTAÇÃO | PT 21 | MINISUBESTAÇÃO MARCA:Efacec PT 21 |  |  | Maputo |  |  | 32,5855147 | -25,9726131 | 630 | 11 | 0,4 | 3Φ | 2010 | Efacec | F000482.06 | 2772 | 45 | 2362.36 | 409.64 | 409640 |  | 38 | 138.6 | 138600 | 2633.4 | 2.222% | 58.52 | 468.16 | 2303.84
10141103 | MS | MINISUBESTAÇÃO | PT 30 | MINISUBESTAÇÃO MARCA:itb PT 30 |  |  | Maputo |  |  | 32,5904227 | -25,9640674 | 630 | 11 | 0,4 | 3Φ | 2010 | itb | 629764 | 2772 | 45 | 2362.36 | 409.64 | 409640 |  | 38 | 138.6 | 138600 | 2633.4 | 2.222% | 58.52 | 468.16 | 2303.84
10141103 | MS | MINISUBESTAÇÃO | PT 343 | MINISUBESTAÇÃO MARCA: PT 343 |  |  | Maputo |  |  | 32,5897709 | -25,9622959 | 630 | 11 | 0,4 | 3Φ | 2010 |  |  | 2772 | 45 | 2362.36 | 409.64 | 409640 |  | 38 | 138.6 | 138600 | 2633.4 | 2.222% | 58.52 | 468.16 | 2303.84
10141103 | MS | MINISUBESTAÇÃO | PT 347 | MINISUBESTAÇÃO MARCA:Powertech PT 347 |  |  | Maputo |  |  | 32,5940411 | -25,9555873 | 500 | 11 | 0,4 | 3Φ | 2010 | Powertech | 30725201/01 | 2426 | 45 | 2067.4911 | 358.5089 | 358508.8889 |  | 38 | 121.3 | 121300 | 2304.7 | 2.222% | 51.2156 | 409.7244 | 2016.2756
10141103 | MS | MINISUBESTAÇÃO | PT 344 | MINISUBESTAÇÃO MARCA:Powertech PT 344 |  |  | Maputo |  |  | 32,6179468 | -25,9409661 | 630 | 11 | 0,4 | 3Φ | 2010 | Powertech | 30715501/01 | 2772 | 45 | 2362.36 | 409.64 | 409640 |  | 38 | 138.6 | 138600 | 2633.4 | 2.222% | 58.52 | 468.16 | 2303.84
10141103 | MS | MINISUBESTAÇÃO | PS 15 | MINISUBESTAÇÃO MARCA:Efacec PS 15 |  |  | Maputo |  |  | 32,6325641 | -25,9250216 | 500 | 11 | 0,4 | 3Φ | 2010 | Efacec | 2410 | 2426 | 45 | 2067.4911 | 358.5089 | 358508.8889 |  | 38 | 121.3 | 121300 | 2304.7 | 2.222% | 51.2156 | 409.7244 | 2016.2756
10141103 | MS | MINISUBESTAÇÃO | PT 630 | MINISUBESTAÇÃO MARCA:Efacec PT 630 |  |  | Maputo |  |  | 32,6250091 | -25,9326708 | 500 | 11 | 0,4 | 3Φ | 2010 | Efacec | K006041.06 | 2426 | 45 | 2067.4911 | 358.5089 | 358508.8889 |  | 38 | 121.3 | 121300 | 2304.7 | 2.222% | 51.2156 | 409.7244 | 2016.2756
10141103 | MS | MINISUBESTAÇÃO | PT 2 | MINISUBESTAÇÃO MARCA:Efacec PT 2 |  |  | Maputo |  |  | 32,5579924 | -25,9585056 | 630 | 11 | 0,4 | 3Φ | 2010 | Efacec | F000483.09 | 2772 | 45 | 2362.36 | 409.64 | 409640 |  | 38 | 138.6 | 138600 | 2633.4 | 2.222% | 58.52 | 468.16 | 2303.84
10141103 | MS | MINISUBESTAÇÃO | PT 398 | MINISUBESTAÇÃO MARCA: PT 398 | Kamubucuane |  | Maputo |  |  | 32,5574654 | -25,9547094 | 500 | 11 | 0,4 | 3Φ | 2010 |  |  | 2426 | 45 | 2067.4911 | 358.5089 | 358508.8889 |  | 38 | 121.3 | 121300 | 2304.7 | 2.222% | 51.2156 | 409.7244 | 2016.2756
10141103 | MS | MINISUBESTAÇÃO | PT 3 | MINISUBESTAÇÃO MARCA: PT 3 | Kamubucuane |  | Maputo |  |  | 32,5601315 | -25,9553199 | 500 | 11 | 0,4 | 3Φ | 2010 |  |  | 2426 | 45 | 2067.4911 | 358.5089 | 358508.8889 |  | 38 | 121.3 | 121300 | 2304.7 | 2.222% | 51.2156 | 409.7244 | 2016.2756
10141103 | GMT | TRANSFORMADOR |  | TRANSFORMADOR MARCA:ITB TETE-SUB | TETE | TETE-SUB | TETE | HOTEL ZAMBEZE |  | 562795.412 | 8213471.401 | 630 | 11 | 0.4 | 3 | 2010 | ITB | 202219 | 1016 | 45 | 865.8578 | 150.1422 | 150142.2222 |  | 38 | 50.8 | 50800 | 965.2 | 2.222% | 21.4489 | 171.5911 | 844.4089
10141103 | GMT | TRANSFORMADOR |  | TRANSFORMADOR MARCA:LTB SE-MOVEL | TETE | SE-MOVEL | TETE | CANUCHA |  | 566075.782 | 8213850.193 | 250 | 33 | 0.4 | 3 | 2010 | LTB | 782249 | 991 | 45 | 844.5522 | 146.4478 | 146447.7778 |  | 38 | 49.55 | 49550 | 941.45 | 2.222% | 20.9211 | 167.3689 | 823.6311
10141103 | GMT | TRANSFORMADOR |  | TRANSFORMADOR MARCA:PME SE-MANJE | TETE | SE-MANJE | CHIFUNDE | BENI |  | 491747.741 | 8331736.378 | 50 | 33 | 0.4 | 3 | 2010 | PME |  | 643 | 45 | 547.9789 | 95.0211 | 95021.1111 |  | 38 | 32.15 | 32150 | 610.85 | 2.222% | 13.5744 | 108.5956 | 534.4044
10141103 | GMT | TRANSFORMADOR | PTS1 | TRANSFORMADOR MARCA: PTS1 |  |  | NAMPULA | BAIRRO DE MUTAUANHA - AO LADO DO PARTIDO FRELIMO |  | 15°6'58.362" | 39°15'33.189" | 315 | 11 | 400V | 3 | 2010 |  |  | 840 | 45 | 715.8667 | 124.1333 | 124133.3333 |  | 38 | 42 | 42000 | 798 | 2.222% | 17.7333 | 141.8667 | 698.1333
10141103 | GMT | TRANSFORMADOR | 98 | TRANSFORMADOR MARCA: 98 |  |  | Nampula | BAIRRO DE MUTAUANHA PRÓXIMO DA BARRACA SUBESTAÇÃO |  | 15°7'33.597" | 39°13'12.543" | 100 | 33 | 400V | 3 | 2010 |  |  | 763 | 45 | 650.2456 | 112.7544 | 112754.4444 |  | 38 | 38.15 | 38150 | 724.85 | 2.222% | 16.1078 | 128.8622 | 634.1378
10141103 | GMT | TRANSFORMADOR | 99 | TRANSFORMADOR MARCA: 99 |  |  | Nampula | BAIRRO DE CARRUPEIA - CEMITÉRIO VELHO/ SPANOS |  | 15°6'14.083" | 39°15'44.225" | 315 | 33 | 400V | 3 | 2010 |  |  | 1039 | 45 | 885.4589 | 153.5411 | 153541.1111 |  | 38 | 51.95 | 51950 | 987.05 | 2.222% | 21.9344 | 175.4756 | 863.5244
10141103 | GMT | TRANSFORMADOR | 100 | TRANSFORMADOR MARCA: 100 |  |  | Nampula | BAIRRO DE NAPIPINE FRENTE Á PRESIÊNCIA |  | 15°5'49.718" | 39°15'32.939" | 200 | 33 | 400V | 3 | 2010 |  |  | 991 | 45 | 844.5522 | 146.4478 | 146447.7778 |  | 38 | 49.55 | 49550 | 941.45 | 2.222% | 20.9211 | 167.3689 | 823.6311
10141103 | GMT | TRANSFORMADOR | 101 | TRANSFORMADOR MARCA: 101 |  |  | Nampula | BAIRRO DE MUAHIVIRE EXPANSÃO- NOS CHINESES |  | 15°11'16.604" | 39°18'26.375" | 200 | 33 | 400V | 3 | 2010 |  |  | 991 | 45 | 844.5522 | 146.4478 | 146447.7778 |  | 38 | 49.55 | 49550 | 941.45 | 2.222% | 20.9211 | 167.3689 | 823.6311
10141103 | GMT | TRANSFORMADOR | 102 | TRANSFORMADOR MARCA: 102 |  |  | Nampula | MUAHIVIRE EXPANSÃO MOAGEM , MERCADO LIMA |  | 15°9'16.086" | 39°17'33.356" | 315 | 33 | 400V | 3 | 2010 |  |  | 1039 | 45 | 885.4589 | 153.5411 | 153541.1111 |  | 38 | 51.95 | 51950 | 987.05 | 2.222% | 21.9344 | 175.4756 | 863.5244
10141103 | GMT | TRANSFORMADOR | 127 | TRANSFORMADOR MARCA: 127 |  |  | Nampula | BAIRRO DE MUTAVA REX - PROALIMENTAR |  | 15°8'22.796" | 39°22'7.172" | 50 | 11 | 400V | 3 | 2010 |  |  | 381 | 45 | 324.6967 | 56.3033 | 56303.3333 |  | 38 | 19.05 | 19050 | 361.95 | 2.222% | 8.0433 | 64.3467 | 316.6533
10141103 | GMT | TRANSFORMADOR | 130 | TRANSFORMADOR MARCA: 130 |  |  | Nampula | BAIRRO DE MUAHIVIRE EXPANSÃO-CRISPIM |  | 15°8'56.833" | 39°18'58.576" | 200 | 33 | 400V | 3 | 2010 |  |  | 991 | 45 | 844.5522 | 146.4478 | 146447.7778 |  | 38 | 49.55 | 49550 | 941.45 | 2.222% | 20.9211 | 167.3689 | 823.6311
10141103 | GMT | TRANSFORMADOR | 132 | TRANSFORMADOR MARCA: 132 |  |  | Nampula | VILA DE ANCHILO- CENTRO DE RECURSOS |  | 15°5'31.962" | 39°25'9.719" | 160 | 11 | 400V | 3 | 2010 |  |  | 572 | 45 | 487.4711 | 84.5289 | 84528.8889 |  | 38 | 28.6 | 28600 | 543.4 | 2.222% | 12.0756 | 96.6044 | 475.3956
10141103 | GMT | TRANSFORMADOR | 134 | TRANSFORMADOR MARCA: 134 |  |  | Nampula | Muahivire - Soxima |  | 15°8'21.725" | 39°18'3.639" | 160 | 11 | 400V | 3 | 2010 |  |  | 572 | 45 | 487.4711 | 84.5289 | 84528.8889 |  | 38 | 28.6 | 28600 | 543.4 | 2.222% | 12.0756 | 96.6044 | 475.3956
10141103 | GMT | TRANSFORMADOR | 138 | TRANSFORMADOR MARCA: 138 |  |  | Nampula | BAIRRO DE MUHALA BELENENSES |  | 15°7'29.893" | 39°16'34.040" | 315 | 11 | 400V | 3 | 2010 |  |  | 840 | 45 | 715.8667 | 124.1333 | 124133.3333 |  | 38 | 42 | 42000 | 798 | 2.222% | 17.7333 | 141.8667 | 698.1333
10141103 | GMT | TRANSFORMADOR | 139 | TRANSFORMADOR MARCA: 139 |  |  | Nampula | BAIRRO DE MUHALA BELENENSES |  | 15°7'41.909" | 39°16'29.264" | 100 | 11 | 400V | 3 | 2010 |  |  | 763 | 45 | 650.2456 | 112.7544 | 112754.4444 |  | 38 | 38.15 | 38150 | 724.85 | 2.222% | 16.1078 | 128.8622 | 634.1378
10141103 | GMT | TRANSFORMADOR | 140 | TRANSFORMADOR MARCA: 140 |  |  | Nampula | BAIRRO DE MUHALA BELENENSES |  | 15°7'50.408" | 39°16'25.422" | 250 | 11 | 400V | 3 | 2010 |  |  | 840 | 45 | 715.8667 | 124.1333 | 124133.3333 |  | 38 | 42 | 42000 | 798 | 2.222% | 17.7333 | 141.8667 | 698.1333
10141103 | GMT | TRANSFORMADOR | 144 | TRANSFORMADOR MARCA: 144 |  |  | Nampula | BAIRRO DE MUHALA EXPANSÃO- JARDIM |  | 15°8'19.087" | 39°18'28.397" | 315 | 33 | 400V | 3 | 2010 |  |  | 1039 | 45 | 885.4589 | 153.5411 | 153541.1111 |  | 38 | 51.95 | 51950 | 987.05 | 2.222% | 21.9344 | 175.4756 | 863.5244
10141103 | GMT | TRANSFORMADOR | 166 | TRANSFORMADOR MARCA: 166 |  |  | Nampula | BAIRRO DE MURRAPANIUA DEPOIS DA ESCOLA 1 DE JUNHO |  | 15°5'47.453" | 39°14'21.77" | 315 | 33 | 400V | 3 | 2010 |  |  | 1039 | 45 | 885.4589 | 153.5411 | 153541.1111 |  | 38 | 51.95 | 51950 | 987.05 | 2.222% | 21.9344 | 175.4756 | 863.5244
10141103 | GMT | TRANSFORMADOR | 170 | TRANSFORMADOR MARCA: 170 |  |  | Mecuburi | MECUBURI, CAMOCO |  | 15° | 39° | 25 | 33 | 400V | 3 | 2010 |  |  | 643 | 45 | 547.9789 | 95.0211 | 95021.1111 |  | 38 | 32.15 | 32150 | 610.85 | 2.222% | 13.5744 | 108.5956 | 534.4044
10141103 | GMT | TRANSFORMADOR | 173 | TRANSFORMADOR MARCA: 173 |  |  | Mecuburi | MECUBURI, MOLIPIHA PROX DO LAR |  | 15° | 39° | 160 | 33 | 400V | 3 | 2010 |  |  | 991 | 45 | 844.5522 | 146.4478 | 146447.7778 |  | 38 | 49.55 | 49550 | 941.45 | 2.222% | 20.9211 | 167.3689 | 823.6311
10141103 | GMT | TRANSFORMADOR | 174 | TRANSFORMADOR MARCA: 174 |  |  | Mecuburi | MECUBURI,MOLIPIHA PROX DA EDM |  | 15° | 39° | 200 | 33 | 400V | 3 | 2010 |  |  | 991 | 45 | 844.5522 | 146.4478 | 146447.7778 |  | 38 | 49.55 | 49550 | 941.45 | 2.222% | 20.9211 | 167.3689 | 823.6311
10141103 | GMT | TRANSFORMADOR | 194 | TRANSFORMADOR MARCA: 194 |  |  | Nampula | BAIRRO DE MUATALA - MERCADO MARCELINO |  | 15°8'19.028" | 39°12'44.041" | 160 | 33 | 400V | 3 | 2010 |  |  | 991 | 45 | 844.5522 | 146.4478 | 146447.7778 |  | 38 | 49.55 | 49550 | 941.45 | 2.222% | 20.9211 | 167.3689 | 823.6311
10141103 | GMT | TRANSFORMADOR | 226 | TRANSFORMADOR MARCA: 226 |  |  | Nampula | MURRUPULA, GAZUZU, NA PEDREIRA |  | 15°21,085' | 038°52,830' | 32 | 33 | 400V | 3 | 2010 |  |  | 643 | 45 | 547.9789 | 95.0211 | 95021.1111 |  | 38 | 32.15 | 32150 | 610.85 | 2.222% | 13.5744 | 108.5956 | 534.4044
10141103 | GMT | TRANSFORMADOR |  | TRANSFORMADOR MARCA:TANELEC LIMITED CENTRAL HYDRICA |  | CENTRAL HYDRICA | CUAMBA |  |  | 14°43'16.135" | 36°42'19.221" | 650 | 33KV | 400V | 3 | 2010 | TANELEC LIMITED | T-30357 | 1200 | 45 | 1022.6667 | 177.3333 | 177333.3333 |  | 38 | 60 | 60000 | 1140 | 2.222% | 25.3333 | 202.6667 | 997.3333
10141103 | GMT | TRANSFORMADOR | PTS 3002 | TRANSFORMADOR MARCA: CUAMBA PTS 3002 |  | CUAMBA | MALEMA | B. Central P |  | 14º 57' 13.383" S | -37º -24' -42.016" W | 250 | 33KV | 400V | 3 | 2010 |  |  | 991 | 45 | 844.5522 | 146.4478 | 146447.7778 |  | 38 | 49.55 | 49550 | 941.45 | 2.222% | 20.9211 | 167.3689 | 823.6311
10141103 | GMT | TRANSFORMADOR | PTS 3003 | TRANSFORMADOR MARCA: CUAMBA PTS 3003 |  | CUAMBA | MALEMA | Fábrica de Tabaco |  | 14º 56' 51.503" S | -37º -24' -53.856" W | 500 | 33KV | 400V | 3 | 2010 |  |  | 1200 | 45 | 1022.6667 | 177.3333 | 177333.3333 |  | 38 | 60 | 60000 | 1140 | 2.222% | 25.3333 | 202.6667 | 997.3333
10141103 | GMT | TRANSFORMADOR | PTS 3004 | TRANSFORMADOR MARCA: CUAMBA PTS 3004 |  | CUAMBA | MALEMA | B. Pedreira |  | 14º 57' 9.18" S | -37º -25' -14.075" W | 160 | 33KV | 400V | 3 | 2010 |  |  | 991 | 45 | 844.5522 | 146.4478 | 146447.7778 |  | 38 | 49.55 | 49550 | 941.45 | 2.222% | 20.9211 | 167.3689 | 823.6311
10141103 | GMT | TRANSFORMADOR | PTS 3005 | TRANSFORMADOR MARCA: CUAMBA PTS 3005 |  | CUAMBA | MALEMA | B. Aeroporto |  | 14º 56' 36.851" S | -37º -24' -57.21" W | 200 | 33KV | 400V | 3 | 2010 |  |  | 991 | 45 | 844.5522 | 146.4478 | 146447.7778 |  | 38 | 49.55 | 49550 | 941.45 | 2.222% | 20.9211 | 167.3689 | 823.6311
10141103 | GMT | TRANSFORMADOR | PTS 3006 | TRANSFORMADOR MARCA: CUAMBA PTS 3006 |  | CUAMBA | MALEMA | B. Namele |  | 14º 56' 29.024" S | -37º -25' -27.521" W | 160 | 33KV | 400V | 3 | 2010 |  |  | 991 | 45 | 844.5522 | 146.4478 | 146447.7778 |  | 38 | 49.55 | 49550 | 941.45 | 2.222% | 20.9211 | 167.3689 | 823.6311
10141103 | GMT | TRANSFORMADOR | PTS 3007 | TRANSFORMADOR MARCA: CUAMBA PTS 3007 |  | CUAMBA | MALEMA | B. Piscina |  | 14º 57' 39.486" S | -37º -24' -38.476" W | 160 | 33KV | 400V | 3 | 2010 |  |  | 991 | 45 | 844.5522 | 146.4478 | 146447.7778 |  | 38 | 49.55 | 49550 | 941.45 | 2.222% | 20.9211 | 167.3689 | 823.6311
10141103 | GMT | TRANSFORMADOR | PT 7001 | TRANSFORMADOR MARCA: CUAMBA PT 7001 |  | CUAMBA | MECANHELAS | Cidade / Paroquia |  | 15º 11' 47.961" S | -41º -52' -14.691" W | 315 | 33KV | 400V | 3 | 2010 |  |  | 1039 | 45 | 885.4589 | 153.5411 | 153541.1111 |  | 38 | 51.95 | 51950 | 987.05 | 2.222% | 21.9344 | 175.4756 | 863.5244
10141103 | GMT | TRANSFORMADOR | PT 7002 | TRANSFORMADOR MARCA: CUAMBA PT 7002 |  | CUAMBA | MECANHELAS | Cidade / Cimento |  | 15º 11' 26.573" S | -41º -52' -19.323" W | 160 | 33KV | 400V | 3 | 2010 |  |  | 991 | 45 | 844.5522 | 146.4478 | 146447.7778 |  | 38 | 49.55 | 49550 | 941.45 | 2.222% | 20.9211 | 167.3689 | 823.6311
10141103 | GMT | TRANSFORMADOR | PT 7003 | TRANSFORMADOR MARCA: CUAMBA PT 7003 |  | CUAMBA | MECANHELAS | Cidade Nsaca |  | 15º 12' 9.207" S | -41º -52' -23.65" W | 100 | 33KV | 400V | 3 | 2010 |  |  | 763 | 45 | 650.2456 | 112.7544 | 112754.4444 |  | 38 | 38.15 | 38150 | 724.85 | 2.222% | 16.1078 | 128.8622 | 634.1378
10141103 | GMT | TRANSFORMADOR | PT22 | TRANSFORMADOR MARCA:MOTRA PT22 PT22 | Avenida Acordos de Lusaka Munhava(Casa de Bai Ramugy) | PT22 | BEIRA | SOFALA |  | S 19°48'29.59" | E 034°51'14.69" | 630 | 6.6 | 0.4 | 3 | 2010 | MOTRA | NO SERIAL NUMBER | 1016 | 45 | 865.8578 | 150.1422 | 150142.2222 |  | 38 | 50.8 | 50800 | 965.2 | 2.222% | 21.4489 | 171.5911 | 844.4089
10141103 | GMT | TRANSFORMADOR | PT26 | TRANSFORMADOR MARCA:ITB PT26 PT26 | Rua Algarve - Hortofrutícola | PT26 | BEIRA | SOFALA |  | 695775.8 | 7806439 | 630 | 6.6 | 0.4 | 3 | 2010 | ITB | 702220 | 1016 | 45 | 865.8578 | 150.1422 | 150142.2222 |  | 38 | 50.8 | 50800 | 965.2 | 2.222% | 21.4489 | 171.5911 | 844.4089
10141103 | GMT | TRANSFORMADOR | PT50 | TRANSFORMADOR MARCA:Powertech PT50 PT50 | Subestação da Manga | PT50 | BEIRA | SOFALA |  | 695941.3 | 7812160 | 100 | 22 | 0.4 | 3 | 2010 | Powertech | 20691801/01 | 763 | 45 | 650.2456 | 112.7544 | 112754.4444 |  | 38 | 38.15 | 38150 | 724.85 | 2.222% | 16.1078 | 128.8622 | 634.1378
10141103 | GMT | TRANSFORMADOR | PT105 | TRANSFORMADOR MARCA:ITB PT105 PT105 | Estrada do Aeroporto(Paróquia Sagrada Familia) | PT105 | BEIRA | SOFALA |  | 697159.4 | 7811156 | 315 | 22 | 0.4 | 3 | 2010 | ITB | 644418 | 953 | 45 | 812.1678 | 140.8322 | 140832.2222 |  | 38 | 47.65 | 47650 | 905.35 | 2.222% | 20.1189 | 160.9511 | 792.0489
10141103 | GMT | TRANSFORMADOR | PTS 03 | TRANSFORMADOR MARCA: PTS 03 PTS 03 |  | PTS 03 | Maputo City |  | Rua Travessa de Maxaquene |  |  | 100 | 11 | 0.4 | 3Ø | 2010 |  |  | 763 | 45 | 650.2456 | 112.7544 | 112754.4444 |  | 38 | 38.15 | 38150 | 724.85 | 2.222% | 16.1078 | 128.8622 | 634.1378
10141103 | GMT | TRANSFORMADOR | PTS 73 | TRANSFORMADOR MARCA:ITB PTS 73 PTS 73 |  | PTS 73 | Matola | Liberdade |  | 32.461098 | -25.912744 | 315 | 33 | 0.4 | 3Ø | 2010 | ITB | 689588 | 1039 | 45 | 885.4589 | 153.5411 | 153541.1111 |  | 38 | 51.95 | 51950 | 987.05 | 2.222% | 21.9344 | 175.4756 | 863.5244
10141103 | GMT | TRANSFORMADOR | 98 | TRANSFORMADOR MARCA:Zent Transformer 98 |  |  | Nampula | BAIRRO DE MUTAUANHA PRÓXIMO DA BARRACA SUBESTAÇÃO |  | 15°7'33.597" | 39°13'12.543" | 100 | 33 | 400V | 3 | 2010 | Zent Transformer | T0047T048 | 763 | 45 | 650.2456 | 112.7544 | 112754.4444 |  | 38 | 38.15 | 38150 | 724.85 | 2.222% | 16.1078 | 128.8622 | 634.1378
10141103 | GMT | TRANSFORMADOR | 99 | TRANSFORMADOR MARCA:ASTOR 99 |  |  | Nampula | BAIRRO DE CARRUPEIA - CEMITÉRIO VELHO/ SPANOS |  | 15°6'14.083" | 39°15'44.225" | 315 | 33 | 400V | 3 | 2010 | ASTOR | 17-02151 | 1039 | 45 | 885.4589 | 153.5411 | 153541.1111 |  | 38 | 51.95 | 51950 | 987.05 | 2.222% | 21.9344 | 175.4756 | 863.5244
10141103 | GMT | TRANSFORMADOR | 100 | TRANSFORMADOR MARCA:TM 100 |  |  | Nampula | BAIRRO DE NAPIPINE FRENTE Á PRESIÊNCIA |  | 15°5'49.718" | 39°15'32.939" | 200 | 33 | 400V | 3 | 2010 | TM | 920830 | 991 | 45 | 844.5522 | 146.4478 | 146447.7778 |  | 38 | 49.55 | 49550 | 941.45 | 2.222% | 20.9211 | 167.3689 | 823.6311
10141103 | GMT | TRANSFORMADOR | 101 | TRANSFORMADOR MARCA:ABB 101 |  |  | Nampula | BAIRRO DE MUAHIVIRE EXPANSÃO- NOS CHINESES |  | 15°11'16.604" | 39°18'26.375" | 200 | 33 | 400V | 3 | 2010 | ABB | T-21313 | 991 | 45 | 844.5522 | 146.4478 | 146447.7778 |  | 38 | 49.55 | 49550 | 941.45 | 2.222% | 20.9211 | 167.3689 | 823.6311
10141103 | GMT | TRANSFORMADOR | 102 | TRANSFORMADOR MARCA:Power Tech 102 |  |  | Nampula | MUAHIVIRE EXPANSÃO MOAGEM , MERCADO LIMA |  | 15°9'16.086" | 39°17'33.356" | 315 | 33 | 400V | 3 | 2010 | Power Tech | 10830301/10 | 1039 | 45 | 885.4589 | 153.5411 | 153541.1111 |  | 38 | 51.95 | 51950 | 987.05 | 2.222% | 21.9344 | 175.4756 | 863.5244
10141103 | GMT | TRANSFORMADOR | 127 | TRANSFORMADOR MARCA:DPN 127 |  |  | Nampula | BAIRRO DE MUTAVA REX - PROALIMENTAR |  | 15°8'22.796" | 39°22'7.172" | 50 | 11 | 400V | 3 | 2010 | DPN | 20674601/03 | 381 | 45 | 324.6967 | 56.3033 | 56303.3333 |  | 38 | 19.05 | 19050 | 361.95 | 2.222% | 8.0433 | 64.3467 | 316.6533
10141103 | GMT | TRANSFORMADOR | 130 | TRANSFORMADOR MARCA:ITB 130 |  |  | Nampula | BAIRRO DE MUAHIVIRE EXPANSÃO-CRISPIM |  | 15°8'56.833" | 39°18'58.576" | 200 | 33 | 400V | 3 | 2010 | ITB | 782634 | 991 | 45 | 844.5522 | 146.4478 | 146447.7778 |  | 38 | 49.55 | 49550 | 941.45 | 2.222% | 20.9211 | 167.3689 | 823.6311
10141103 | GMT | TRANSFORMADOR | 132 | TRANSFORMADOR MARCA:Zent Transformer 132 |  |  | Nampula | VILA DE ANCHILO- CENTRO DE RECURSOS |  | 15°5'31.962" | 39°25'9.719" | 160 | 11 | 400V | 3 | 2010 | Zent Transformer | T0014T1029 | 572 | 45 | 487.4711 | 84.5289 | 84528.8889 |  | 38 | 28.6 | 28600 | 543.4 | 2.222% | 12.0756 | 96.6044 | 475.3956
10141103 | GMT | TRANSFORMADOR | 134 | TRANSFORMADOR MARCA:ITB 134 |  |  | Nampula | Muahivire - Soxima |  | 15°8'21.725" | 39°18'3.639" | 160 | 11 | 400V | 3 | 2010 | ITB | 607244 | 572 | 45 | 487.4711 | 84.5289 | 84528.8889 |  | 38 | 28.6 | 28600 | 543.4 | 2.222% | 12.0756 | 96.6044 | 475.3956
10141103 | GMT | TRANSFORMADOR | 138 | TRANSFORMADOR MARCA:ABB 138 |  |  | Nampula | BAIRRO DE MUHALA BELENENSES |  | 15°7'29.893" | 39°16'34.040" | 315 | 11 | 400V | 3 | 2010 | ABB | T-18868 | 840 | 45 | 715.8667 | 124.1333 | 124133.3333 |  | 38 | 42 | 42000 | 798 | 2.222% | 17.7333 | 141.8667 | 698.1333
10141103 | GMT | TRANSFORMADOR | 139 | TRANSFORMADOR MARCA:TM 139 |  |  | Nampula | BAIRRO DE MUHALA BELENENSES |  | 15°7'41.909" | 39°16'29.264" | 100 | 11 | 400V | 3 | 2010 | TM | 920895 | 763 | 45 | 650.2456 | 112.7544 | 112754.4444 |  | 38 | 38.15 | 38150 | 724.85 | 2.222% | 16.1078 | 128.8622 | 634.1378
10141103 | GMT | TRANSFORMADOR | 140 | TRANSFORMADOR MARCA:Zent Transformer 140 |  |  | Nampula | BAIRRO DE MUHALA BELENENSES |  | 15°7'50.408" | 39°16'25.422" | 250 | 11 | 400V | 3 | 2010 | Zent Transformer | T10066T92 | 840 | 45 | 715.8667 | 124.1333 | 124133.3333 |  | 38 | 42 | 42000 | 798 | 2.222% | 17.7333 | 141.8667 | 698.1333
10141103 | GMT | TRANSFORMADOR | 144 | TRANSFORMADOR MARCA:Power Tech 144 |  |  | Nampula | BAIRRO DE MUHALA EXPANSÃO- JARDIM |  | 15°8'19.087" | 39°18'28.397" | 315 | 33 | 400V | 3 | 2010 | Power Tech | 20954201/04 | 1039 | 45 | 885.4589 | 153.5411 | 153541.1111 |  | 38 | 51.95 | 51950 | 987.05 | 2.222% | 21.9344 | 175.4756 | 863.5244
10141103 | GMT | TRANSFORMADOR | 166 | TRANSFORMADOR MARCA:Fuji Tusco 166 |  |  | Nampula | BAIRRO DE MURRAPANIUA DEPOIS DA ESCOLA 1 DE JUNHO |  | 15°5'47.453" | 39°14'21.77" | 315 | 33 | 400V | 3 | 2010 | Fuji Tusco | 11325 | 1039 | 45 | 885.4589 | 153.5411 | 153541.1111 |  | 38 | 51.95 | 51950 | 987.05 | 2.222% | 21.9344 | 175.4756 | 863.5244
10141103 | GMT | TRANSFORMADOR | 170 | TRANSFORMADOR MARCA:Power Tech 170 |  |  | Mecuburi | MECUBURI, CAMOCO |  |  |  | 25 | 33 | 400V | 3 | 2010 | Power Tech | 10828602/05 | 643 | 45 | 547.9789 | 95.0211 | 95021.1111 |  | 38 | 32.15 | 32150 | 610.85 | 2.222% | 13.5744 | 108.5956 | 534.4044
10141103 | GMT | TRANSFORMADOR | 173 | TRANSFORMADOR MARCA:Fuji Tusco 173 |  |  | Mecuburi | MECUBURI, MOLIPIHA PROX DO LAR |  |  |  | 160 | 33 | 400V | 3 | 2010 | Fuji Tusco | 581370 | 991 | 45 | 844.5522 | 146.4478 | 146447.7778 |  | 38 | 49.55 | 49550 | 941.45 | 2.222% | 20.9211 | 167.3689 | 823.6311
10141103 | GMT | TRANSFORMADOR | 174 | TRANSFORMADOR MARCA:Power Tach 174 |  |  | Mecuburi | MECUBURI,MOLIPIHA PROX DA EDM |  |  |  | 200 | 33 | 400V | 3 | 2010 | Power Tach | 397403 | 991 | 45 | 844.5522 | 146.4478 | 146447.7778 |  | 38 | 49.55 | 49550 | 941.45 | 2.222% | 20.9211 | 167.3689 | 823.6311
10141103 | GMT | TRANSFORMADOR | 194 | TRANSFORMADOR MARCA:Power Tech 194 |  |  | Nampula | BAIRRO DE MUATALA - MERCADO MARCELINO |  | 15°8'19.028" | 39°12'44.041" | 160 | 33 | 400V | 3 | 2010 | Power Tech | 20111218 | 991 | 45 | 844.5522 | 146.4478 | 146447.7778 |  | 38 | 49.55 | 49550 | 941.45 | 2.222% | 20.9211 | 167.3689 | 823.6311
10141103 | GMT | TRANSFORMADOR | 226 | TRANSFORMADOR MARCA:MISSING PLATE 226 |  |  | Nampula | MURRUPULA, GAZUZU, NA PEDREIRA |  | 15°21,085' | 038°52,830' | 32 | 33 | 400V | 3 | 2010 | MISSING PLATE |  | 643 | 45 | 547.9789 | 95.0211 | 95021.1111 |  | 38 | 32.15 | 32150 | 610.85 | 2.222% | 13.5744 | 108.5956 | 534.4044
10141103 | GMT | TRANSFORMADOR |  | TRANSFORMADOR MARCA:TANELEC LIMITED CENTRAL HYDRICA |  | CENTRAL HYDRICA | CUAMBA |  |  | 14°43'16.135" | 36°42'19.221" | 650 | 33KV | 400V | 3 | 2010 | TANELEC LIMITED | T-30357 | 1200 | 45 | 1022.6667 | 177.3333 | 177333.3333 |  | 38 | 60 | 60000 | 1140 | 2.222% | 25.3333 | 202.6667 | 997.3333
10141103 | GMT | TRANSFORMADOR | PTS 3002 | TRANSFORMADOR MARCA:ASTOR CUAMBA PTS 3002 |  | CUAMBA | MALEMA | B. Central P |  | 14º 57' 13.383" S | -37º -24' -42.016" W | 250 | 33KV | 400V | 3 | 2010 | ASTOR | TB1509048 | 991 | 45 | 844.5522 | 146.4478 | 146447.7778 |  | 38 | 49.55 | 49550 | 941.45 | 2.222% | 20.9211 | 167.3689 | 823.6311
10141103 | GMT | TRANSFORMADOR | PTS 3003 | TRANSFORMADOR MARCA:CONTRADIS CUAMBA PTS 3003 |  | CUAMBA | MALEMA | Fábrica de Tabaco |  | 14º 56' 51.503" S | -37º -24' -53.856" W | 500 | 33KV | 400V | 3 | 2010 | CONTRADIS | DAMAGED PLATE | 1200 | 45 | 1022.6667 | 177.3333 | 177333.3333 |  | 38 | 60 | 60000 | 1140 | 2.222% | 25.3333 | 202.6667 | 997.3333
10141103 | GMT | TRANSFORMADOR | PTS 3004 | TRANSFORMADOR MARCA:CONTRADIS CUAMBA PTS 3004 |  | CUAMBA | MALEMA | B. Pedreira |  | 14º 57' 9.18" S | -37º -25' -14.075" W | 160 | 33KV | 400V | 3 | 2010 | CONTRADIS | 50417 | 991 | 45 | 844.5522 | 146.4478 | 146447.7778 |  | 38 | 49.55 | 49550 | 941.45 | 2.222% | 20.9211 | 167.3689 | 823.6311
10141103 | GMT | TRANSFORMADOR | PTS 3005 | TRANSFORMADOR MARCA:CONTRADIS CUAMBA PTS 3005 |  | CUAMBA | MALEMA | B. Aeroporto |  | 14º 56' 36.851" S | -37º -24' -57.21" W | 200 | 33KV | 400V | 3 | 2010 | CONTRADIS | DAMAGED PLATE | 991 | 45 | 844.5522 | 146.4478 | 146447.7778 |  | 38 | 49.55 | 49550 | 941.45 | 2.222% | 20.9211 | 167.3689 | 823.6311
10141103 | GMT | TRANSFORMADOR | PTS 3006 | TRANSFORMADOR MARCA:EFACEC CUAMBA PTS 3006 |  | CUAMBA | MALEMA | B. Namele |  | 14º 56' 29.024" S | -37º -25' -27.521" W | 160 | 33KV | 400V | 3 | 2010 | EFACEC | K008300/01 | 991 | 45 | 844.5522 | 146.4478 | 146447.7778 |  | 38 | 49.55 | 49550 | 941.45 | 2.222% | 20.9211 | 167.3689 | 823.6311
10141103 | GMT | TRANSFORMADOR | PTS 3007 | TRANSFORMADOR MARCA:CONTRADIS CUAMBA PTS 3007 |  | CUAMBA | MALEMA | B. Piscina |  | 14º 57' 39.486" S | -37º -24' -38.476" W | 160 | 33KV | 400V | 3 | 2010 | CONTRADIS | 50499 | 991 | 45 | 844.5522 | 146.4478 | 146447.7778 |  | 38 | 49.55 | 49550 | 941.45 | 2.222% | 20.9211 | 167.3689 | 823.6311
10141103 | GMT | TRANSFORMADOR | PT 7001 | TRANSFORMADOR MARCA:ACTOM CUAMBA PT 7001 |  | CUAMBA | MECANHELAS | Cidade / Paroquia |  | 15º 11' 47.961" S | -41º -52' -14.691" W | 315 | 33KV | 400V | 3 | 2010 | ACTOM | DAMAGED PLATE | 1039 | 45 | 885.4589 | 153.5411 | 153541.1111 |  | 38 | 51.95 | 51950 | 987.05 | 2.222% | 21.9344 | 175.4756 | 863.5244
10141103 | GMT | TRANSFORMADOR | PT 7002 | TRANSFORMADOR MARCA:Trans. Mocab CUAMBA PT 7002 |  | CUAMBA | MECANHELAS | Cidade / Cimento |  | 15º 11' 26.573" S | -41º -52' -19.323" W | 160 | 33KV | 400V | 3 | 2010 | Trans. Mocab | 895494 | 991 | 45 | 844.5522 | 146.4478 | 146447.7778 |  | 38 | 49.55 | 49550 | 941.45 | 2.222% | 20.9211 | 167.3689 | 823.6311
10141103 | GMT | TRANSFORMADOR | PT 7003 | TRANSFORMADOR MARCA:Fuji Electric CUAMBA PT 7003 |  | CUAMBA | MECANHELAS | Cidade Nsaca |  | 15º 12' 9.207" S | -41º -52' -23.65" W | 100 | 33KV | 400V | 3 | 2010 | Fuji Electric | 11325FE | 763 | 45 | 650.2456 | 112.7544 | 112754.4444 |  | 38 | 38.15 | 38150 | 724.85 | 2.222% | 16.1078 | 128.8622 | 634.1378
10141103 | GMT | TRANSFORMADOR | PTS4034 | TRANSFORMADOR MARCA:FREE STATE TRFR GURUE PTS4034 |  | GURUE | GURUE | BAIRRO 25 DE JUNHO |  | 15°28'21.987" | 36°58'40.60" | 315 | 33KV | 400V | 3 | 2010 | FREE STATE TRFR |  | 1039 | 45 | 885.4589 | 153.5411 | 153541.1111 |  | 38 | 51.95 | 51950 | 987.05 | 2.222% | 21.9344 | 175.4756 | 863.5244
10141103 | GMT | TRANSFORMADOR | PTS 4038 | TRANSFORMADOR MARCA:POWERTECH GURUE PTS 4038 |  | GURUE | GURUE | BAIRRO BARRAGEM |  | 15°28'11.151" | 36°59'6.37" | 200 | 33KV | 400V | 3 | 2010 | POWERTECH |  | 991 | 45 | 844.5522 | 146.4478 | 146447.7778 |  | 38 | 49.55 | 49550 | 941.45 | 2.222% | 20.9211 | 167.3689 | 823.6311
10141103 | GMT | TRANSFORMADOR | PTS 2001 | TRANSFORMADOR MARCA: CUAMBA PTS 2001 |  | CUAMBA | METARICA | Metarica Sede- escritorio |  | 14º 19' 50.263" S | -36º -47' -44.874" W | 315 | 33KV | 400V | 3 | 2010 |  |  | 1039 | 45 | 885.4589 | 153.5411 | 153541.1111 |  | 38 | 51.95 | 51950 | 987.05 | 2.222% | 21.9344 | 175.4756 | 863.5244
10141103 | GMT | TRANSFORMADOR | PTS 3001 | TRANSFORMADOR MARCA: CUAMBA PTS 3001 |  | CUAMBA | METARICA | Hospital |  | 14º 57' 27.983" S | -37º -24' -26.68" W | 200 | 33KV | 400V | 3 | 2010 |  |  | 991 | 45 | 844.5522 | 146.4478 | 146447.7778 |  | 38 | 49.55 | 49550 | 941.45 | 2.222% | 20.9211 | 167.3689 | 823.6311
10141103 | GMT | TRANSFORMADOR | PTS 3001 | TRANSFORMADOR MARCA:TRANSF. MOCA CUAMBA PTS 3001 |  | CUAMBA | METARICA | Hospital |  | 14º 57' 27.983" S | -37º -24' -26.68" W | 200 | 33KV | 400V | 3 | 2010 | TRANSF. MOCA | 967332 | 991 | 45 | 844.5522 | 146.4478 | 146447.7778 |  | 38 | 49.55 | 49550 | 941.45 | 2.222% | 20.9211 | 167.3689 | 823.6311
10141103 | PMT | TRANSFORMADOR |  | TRANSFORMADOR MARCA:FUJI TUSCO SE-TETE | TETE | SE-TETE | MOATIZE | IGREJA CATOLICA |  | 578727.002 | 8218013.775 | 160 | 33 | 0.4 | 3 | 2010 | FUJI TUSCO | 591164 | 991 | 45 | 844.5522 | 146.4478 | 146447.7778 |  | 38 | 49.55 | 49550 | 941.45 | 2.222% | 20.9211 | 167.3689 | 823.6311
10141103 | PMT | TRANSFORMADOR |  | TRANSFORMADOR MARCA:TM SE-JINDAL | TETE | SE-JINDAL | CHITIMA | MAMOEIRA |  |  |  | 100 | 33 | 0.4 | 3 | 2010 | TM | NO ACCES | 763 | 45 | 650.2456 | 112.7544 | 112754.4444 |  | 38 | 38.15 | 38150 | 724.85 | 2.222% | 16.1078 | 128.8622 | 634.1378
10141103 | PMT | TRANSFORMADOR |  | TRANSFORMADOR MARCA:EFACEC SE-MANJE | TETE | SE-MANJE | MACANGA | FURANCUNGO |  | 566274.422 | 8352277.975 | 250 | 33 | 0.4 | 3 | 2010 | EFACEC | F 00585.04 | 991 | 45 | 844.5522 | 146.4478 | 146447.7778 |  | 38 | 49.55 | 49550 | 941.45 | 2.222% | 20.9211 | 167.3689 | 823.6311
10141103 | PMT | TRANSFORMADOR |  | TRANSFORMADOR MARCA:PME SE-MANJE | TETE | SE-MANJE | CHIFUNDE | CIRITSE |  | 505217.174 | 8321448.358 | 50 | 33 | 0.4 | 3 | 2010 | PME |  | 643 | 45 | 547.9789 | 95.0211 | 95021.1111 |  | 38 | 32.15 | 32150 | 610.85 | 2.222% | 13.5744 | 108.5956 | 534.4044
10141103 | PMT | TRANSFORMADOR | PTS 2 | TRANSFORMADOR MARCA:ASTOR ANGOCHE PTS 2 |  | ANGOCHE | TOPUITO |  |  | 16°38.365 | 39°29.481 | 100KVA | 22KV | 400V | 3 | 2010 | ASTOR |  | 445 | 45 | 379.2389 | 65.7611 | 65761.1111 |  | 38 | 22.25 | 22250 | 422.75 | 2.222% | 9.3944 | 75.1556 | 369.8444
10141103 | PMT | TRANSFORMADOR | PTS 4 | TRANSFORMADOR MARCA:TUSCO ANGOCHE PTS 4 |  | ANGOCHE | TOPUITO |  |  | 16°33.979 | 39°36.649 | 100KVA | 22KV | 400V | 3 | 2010 | TUSCO |  | 445 | 45 | 379.2389 | 65.7611 | 65761.1111 |  | 38 | 22.25 | 22250 | 422.75 | 2.222% | 9.3944 | 75.1556 | 369.8444
10141103 | PMT | TRANSFORMADOR | PTS 2 | TRANSFORMADOR MARCA: CUAMBA PTS 2 |  | CUAMBA | CUAMBA | TETEREANE |  | 14º 47' 33.444" S | -36º -30' -12.191" W | 50 | 33KV | 400V | 3 | 2010 |  |  | 643 | 45 | 547.9789 | 95.0211 | 95021.1111 |  | 38 | 32.15 | 32150 | 610.85 | 2.222% | 13.5744 | 108.5956 | 534.4044
10141103 | PMT | TRANSFORMADOR | PTS 3 | TRANSFORMADOR MARCA: CUAMBA PTS 3 |  | CUAMBA | CUAMBA | CRUZAMENTO MAUA |  | 14º 47' 56.305" S | -36º -30' -54.148" W | 100 | 33KV | 400V | 3 | 2010 |  |  | 763 | 45 | 650.2456 | 112.7544 | 112754.4444 |  | 38 | 38.15 | 38150 | 724.85 | 2.222% | 16.1078 | 128.8622 | 634.1378
10141103 | PMT | TRANSFORMADOR | PTS 4 | TRANSFORMADOR MARCA: CUAMBA PTS 4 |  | CUAMBA | CUAMBA | MENDOCA TOCOLI |  | 14º 47' 59.961" S | -36º -31' -4.402" W | 100 | 33KV | 400V | 3 | 2010 |  |  | 763 | 45 | 650.2456 | 112.7544 | 112754.4444 |  | 38 | 38.15 | 38150 | 724.85 | 2.222% | 16.1078 | 128.8622 | 634.1378
10141103 | PMT | TRANSFORMADOR | PTS 5 | TRANSFORMADOR MARCA: CUAMBA PTS 5 |  | CUAMBA | CUAMBA | NAHACHE (PONTE LICHINGA) |  | 14º 48' 11.048" S | -36º -31' -28.277" W | 100 | 33KV | 400V | 3 | 2010 |  |  | 763 | 45 | 650.2456 | 112.7544 | 112754.4444 |  | 38 | 38.15 | 38150 | 724.85 | 2.222% | 16.1078 | 128.8622 | 634.1378
10141103 | PMT | TRANSFORMADOR | PTS 6 | TRANSFORMADOR MARCA: CUAMBA PTS 6 |  | CUAMBA | CUAMBA | CRUZAMENTO ALLIMI (VIA MAUA) |  | 14º 47' 26.77" S | -36º -30' -53.649" W | 100 | 33KV | 400V | 3 | 2010 |  |  | 763 | 45 | 650.2456 | 112.7544 | 112754.4444 |  | 38 | 38.15 | 38150 | 724.85 | 2.222% | 16.1078 | 128.8622 | 634.1378
10141103 | PMT | TRANSFORMADOR | PTS 10 | TRANSFORMADOR MARCA: CUAMBA PTS 10 |  | CUAMBA | CUAMBA | BAIRRO MENDOCA( NA FONTENARIA) |  | 14º 47' 38.887" S | -36º -31' -22.592" W | 100 | 33KV | 400V | 3 | 2010 |  |  | 763 | 45 | 650.2456 | 112.7544 | 112754.4444 |  | 38 | 38.15 | 38150 | 724.85 | 2.222% | 16.1078 | 128.8622 | 634.1378
10141103 | PMT | TRANSFORMADOR | PTS 49 | TRANSFORMADOR MARCA: CUAMBA PTS 49 |  | CUAMBA | CUAMBA | MINAS BAIRRO |  | 14º 48' 43.044" S | -36º -29' -12.659" W | 100 | 33KV | 400V | 3 | 2010 |  |  | 763 | 45 | 650.2456 | 112.7544 | 112754.4444 |  | 38 | 38.15 | 38150 | 724.85 | 2.222% | 16.1078 | 128.8622 | 634.1378
10141103 | PMT | TRANSFORMADOR | PTS 50 | TRANSFORMADOR MARCA: CUAMBA PTS 50 |  | CUAMBA | CUAMBA | MECUPA |  | 14º 49' 13.126" S | -36º -26' -18.646" W | 50 | 33KV | 400V | 3 | 2010 |  |  | 643 | 45 | 547.9789 | 95.0211 | 95021.1111 |  | 38 | 32.15 | 32150 | 610.85 | 2.222% | 13.5744 | 108.5956 | 534.4044
10141103 | PMT | TRANSFORMADOR | PTS 51 | TRANSFORMADOR MARCA: CUAMBA PTS 51 |  | CUAMBA | CUAMBA | MURIPA |  | 14º 49' 2.428" S | -36º -23' -45.203" W | 50 | 33KV | 400V | 3 | 2010 |  |  | 643 | 45 | 547.9789 | 95.0211 | 95021.1111 |  | 38 | 32.15 | 32150 | 610.85 | 2.222% | 13.5744 | 108.5956 | 534.4044
10141103 | PMT | TRANSFORMADOR | PTS 52 | TRANSFORMADOR MARCA: CUAMBA PTS 52 |  | CUAMBA | CUAMBA | MEPECENE |  | 14º 50' 22.405" S | -36º -22' -17.593" W | 32 | 33KV | 400V | 3 | 2010 |  |  | 643 | 45 | 547.9789 | 95.0211 | 95021.1111 |  | 38 | 32.15 | 32150 | 610.85 | 2.222% | 13.5744 | 108.5956 | 534.4044
10141103 | PMT | TRANSFORMADOR | PTS 61 | TRANSFORMADOR MARCA: CUAMBA PTS 61 |  | CUAMBA | CUAMBA | MANIUA |  | 14º 45' 48.825" S | -36º -32' -19.823" W | 50 | 33KV | 400V | 3 | 2010 |  |  | 643 | 45 | 547.9789 | 95.0211 | 95021.1111 |  | 38 | 32.15 | 32150 | 610.85 | 2.222% | 13.5744 | 108.5956 | 534.4044
10141103 | PMT | TRANSFORMADOR | PTS 70 | TRANSFORMADOR MARCA: CUAMBA PTS 70 |  | CUAMBA | CUAMBA | MERIPO |  | 14º 39' 1.338" S | -36º -34' -1.099" W | 50 | 33KV | 400V | 3 | 2010 |  |  | 643 | 45 | 547.9789 | 95.0211 | 95021.1111 |  | 38 | 32.15 | 32150 | 610.85 | 2.222% | 13.5744 | 108.5956 | 534.4044
10141103 | PMT | TRANSFORMADOR | PTS 71 | TRANSFORMADOR MARCA: CUAMBA PTS 71 |  | CUAMBA | CUAMBA | NAPACALA |  | 14º 32' 44.014" S | -36º -36' -21.514" W | 100 | 33KV | 400V | 3 | 2010 |  |  | 763 | 45 | 650.2456 | 112.7544 | 112754.4444 |  | 38 | 38.15 | 38150 | 724.85 | 2.222% | 16.1078 | 128.8622 | 634.1378
10141103 | PMT | TRANSFORMADOR | PTS 2003 | TRANSFORMADOR MARCA: CUAMBA PTS 2003 |  | CUAMBA | METARICA | Nambuara |  | 14º 15' 47.257" S | -36º -54' -12.711" W | 100 | 33KV | 400V | 3 | 2010 |  |  | 763 | 45 | 650.2456 | 112.7544 | 112754.4444 |  | 38 | 38.15 | 38150 | 724.85 | 2.222% | 16.1078 | 128.8622 | 634.1378
10141103 | PMT | TRANSFORMADOR | PTS 2004 | TRANSFORMADOR MARCA: CUAMBA PTS 2004 |  | CUAMBA | METARICA | Namecunde |  | 14º 12' 58.859" S | -36º -55' -6.722" W | 100 | 33KV | 400V | 3 | 2010 |  |  | 763 | 45 | 650.2456 | 112.7544 | 112754.4444 |  | 38 | 38.15 | 38150 | 724.85 | 2.222% | 16.1078 | 128.8622 | 634.1378
10141103 | PMT | TRANSFORMADOR | PT 7004 | TRANSFORMADOR MARCA: CUAMBA PT 7004 |  | CUAMBA | MECANHELAS | Nauanje-Fim de Linha |  | 15º 13' 41.989" S | -41º -52' -54.71" W | 200 | 33KV | 400V | 3 | 2010 |  |  | 991 | 45 | 844.5522 | 146.4478 | 146447.7778 |  | 38 | 49.55 | 49550 | 941.45 | 2.222% | 20.9211 | 167.3689 | 823.6311
10141103 | PMT | TRANSFORMADOR | PT 7006 | TRANSFORMADOR MARCA: CUAMBA PT 7006 |  | CUAMBA | MECANHELAS | B. Mangaze |  | 15º 11' 0.363" S | -41º -52' -37.548" W | 50 | 33KV | 400V | 3 | 2010 |  |  | 643 | 45 | 547.9789 | 95.0211 | 95021.1111 |  | 38 | 32.15 | 32150 | 610.85 | 2.222% | 13.5744 | 108.5956 | 534.4044
10141103 | PMT | TRANSFORMADOR | PT 7007 | TRANSFORMADOR MARCA: CUAMBA PT 7007 |  | CUAMBA | MECANHELAS | B. Chaca |  | 15º 10' 5.443" S | -41º -54' -11.841" W | 50 | 33KV | 400V | 3 | 2010 |  |  | 643 | 45 | 547.9789 | 95.0211 | 95021.1111 |  | 38 | 32.15 | 32150 | 610.85 | 2.222% | 13.5744 | 108.5956 | 534.4044
10141103 | PMT | TRANSFORMADOR | PT 7008 | TRANSFORMADOR MARCA: CUAMBA PT 7008 |  | CUAMBA | MECANHELAS | B. Jemusse |  | 15º 8' 39.245" S | -41º -55' -45.654" W | 100 | 33KV | 400V | 3 | 2010 |  |  | 763 | 45 | 650.2456 | 112.7544 | 112754.4444 |  | 38 | 38.15 | 38150 | 724.85 | 2.222% | 16.1078 | 128.8622 | 634.1378
10141103 | PMT | TRANSFORMADOR | PT 7009 | TRANSFORMADOR MARCA: CUAMBA PT 7009 |  | CUAMBA | MECANHELAS | B. Kumulique |  | 15º 1' 51.143" S | -41º -53' -4.804" W | 50 | 33KV | 400V | 3 | 2010 |  |  | 643 | 45 | 547.9789 | 95.0211 | 95021.1111 |  | 38 | 32.15 | 32150 | 610.85 | 2.222% | 13.5744 | 108.5956 | 534.4044
10141103 | PMT | TRANSFORMADOR | PT 7010 | TRANSFORMADOR MARCA: CUAMBA PT 7010 |  | CUAMBA | MECANHELAS | B. Tobue |  | 15º 3' 11.58" S | -36º -3' -30.262" W | 100 | 33KV | 400V | 3 | 2010 |  |  | 763 | 45 | 650.2456 | 112.7544 | 112754.4444 |  | 38 | 38.15 | 38150 | 724.85 | 2.222% | 16.1078 | 128.8622 | 634.1378
10141103 | PMT | TRANSFORMADOR | PT 7011 | TRANSFORMADOR MARCA: CUAMBA PT 7011 |  | CUAMBA | MECANHELAS | Manhungua |  | 14º 58' 32.319" S | -36º -6' -33.85" W | 100 | 33KV | 400V | 3 | 2010 |  |  | 763 | 45 | 650.2456 | 112.7544 | 112754.4444 |  | 38 | 38.15 | 38150 | 724.85 | 2.222% | 16.1078 | 128.8622 | 634.1378
10141103 | PMT | TRANSFORMADOR | PT 7012 | TRANSFORMADOR MARCA: CUAMBA PT 7012 |  | CUAMBA | MECANHELAS | Caronga |  | 14º 57' 9.489" S | -36º -9' -49.16" W | 160 | 33KV | 400V | 3 | 2010 |  |  | 991 | 45 | 844.5522 | 146.4478 | 146447.7778 |  | 38 | 49.55 | 49550 | 941.45 | 2.222% | 20.9211 | 167.3689 | 823.6311
10141103 | PMT | TRANSFORMADOR | PT 7013 | TRANSFORMADOR MARCA: CUAMBA PT 7013 |  | CUAMBA | MECANHELAS | Namaquita/Macedo |  | 14º 56' 47.014" S | -36º -11' -17.877" W | 100 | 33KV | 400V | 3 | 2010 |  |  | 763 | 45 | 650.2456 | 112.7544 | 112754.4444 |  | 38 | 38.15 | 38150 | 724.85 | 2.222% | 16.1078 | 128.8622 | 634.1378
10141103 | PMT | TRANSFORMADOR | PT 7014 | TRANSFORMADOR MARCA: CUAMBA PT 7014 |  | CUAMBA | MECANHELAS | Muchiri |  | 15º 0' 32.199" S | -41º -57' -45.756" W | 100 | 33KV | 400V | 3 | 2010 |  |  | 763 | 45 | 650.2456 | 112.7544 | 112754.4444 |  | 38 | 38.15 | 38150 | 724.85 | 2.222% | 16.1078 | 128.8622 | 634.1378
10141103 | PMT | TRANSFORMADOR | PT 7015 | TRANSFORMADOR MARCA: CUAMBA PT 7015 |  | CUAMBA | MECANHELAS | Chipossi |  | 14º 59' 41.299" S | -41º -54' -5.307" W | 50 | 33KV | 400V | 3 | 2010 |  |  | 643 | 45 | 547.9789 | 95.0211 | 95021.1111 |  | 38 | 32.15 | 32150 | 610.85 | 2.222% | 13.5744 | 108.5956 | 534.4044
10141103 | PMT | TRANSFORMADOR | PT 7016 | TRANSFORMADOR MARCA: CUAMBA PT 7016 |  | CUAMBA | MECANHELAS | B. Chinguo 1 |  | 14º 59' 28.831" S | -41º -53' -46.141" W | 200 | 33KV | 400V | 3 | 2010 |  |  | 991 | 45 | 844.5522 | 146.4478 | 146447.7778 |  | 38 | 49.55 | 49550 | 941.45 | 2.222% | 20.9211 | 167.3689 | 823.6311
10141103 | PMT | TRANSFORMADOR | PT 7017 | TRANSFORMADOR MARCA: CUAMBA PT 7017 |  | CUAMBA | MECANHELAS | B. Chinguo 2 |  | 14º 59' 11.955" S | -41º -53' -25.879" W | 100 | 33KV | 400V | 3 | 2010 |  |  | 763 | 45 | 650.2456 | 112.7544 | 112754.4444 |  | 38 | 38.15 | 38150 | 724.85 | 2.222% | 16.1078 | 128.8622 | 634.1378
10141103 | PMT | TRANSFORMADOR | PT 7018 | TRANSFORMADOR MARCA: CUAMBA PT 7018 |  | CUAMBA | MECANHELAS | Namicopo |  | 15º 1' 28.609" S | -41º -58' -2.925" W | 50 | 33KV | 400V | 3 | 2010 |  |  | 643 | 45 | 547.9789 | 95.0211 | 95021.1111 |  | 38 | 32.15 | 32150 | 610.85 | 2.222% | 13.5744 | 108.5956 | 534.4044
10141103 | PMT | TRANSFORMADOR | PT7019 | TRANSFORMADOR MARCA: CUAMBA PT7019 |  | CUAMBA | MECANHELAS | Berro PT |  | 14º 52' 10.899" S | -36º -20' -11.736" W | 50 | 33KV | 400V | 3 | 2010 |  |  | 643 | 45 | 547.9789 | 95.0211 | 95021.1111 |  | 38 | 32.15 | 32150 | 610.85 | 2.222% | 13.5744 | 108.5956 | 534.4044
10141103 | PMT | TRANSFORMADOR | PT7004 | TRANSFORMADOR MARCA: CUAMBA PT7004 |  | CUAMBA | MECANHELAS | B.Insaca no BCI PTS |  | 82º 4' 24.822" S | -59º -29' -18.394" W | 100 | 33KV | 400V | 3 | 2010 |  |  | 763 | 45 | 650.2456 | 112.7544 | 112754.4444 |  | 38 | 38.15 | 38150 | 724.85 | 2.222% | 16.1078 | 128.8622 | 634.1378
10141103 | PMT | TRANSFORMADOR | PT8001 | TRANSFORMADOR MARCA: CUAMBA PT8001 |  | CUAMBA | MAUA | B. Cimento PT perto do escritorio |  | 13º 52' 12.953" S | -37º -9' -35.482" W | 250 | 33KV | 400V | 3 | 2010 |  |  | 991 | 45 | 844.5522 | 146.4478 | 146447.7778 |  | 38 | 49.55 | 49550 | 941.45 | 2.222% | 20.9211 | 167.3689 | 823.6311
10141103 | PMT | TRANSFORMADOR | PT8002 | TRANSFORMADOR MARCA: CUAMBA PT8002 |  | CUAMBA | MAUA | B.3 de Fevereiro perto da escola |  | 13º 52' 16.903" S | -37º -9' -15.67" W | 100 | 33KV | 400V | 3 | 2010 |  |  | 763 | 45 | 650.2456 | 112.7544 | 112754.4444 |  | 38 | 38.15 | 38150 | 724.85 | 2.222% | 16.1078 | 128.8622 | 634.1378
10141103 | PMT | TRANSFORMADOR | PT8003 | TRANSFORMADOR MARCA: CUAMBA PT8003 |  | CUAMBA | MAUA | B. De Cafezeiro PT 8002 |  | 13º 51' 52.817" S | -37º -10' -6.478" W | 100 | 33KV | 400V | 3 | 2010 |  |  | 763 | 45 | 650.2456 | 112.7544 | 112754.4444 |  | 38 | 38.15 | 38150 | 724.85 | 2.222% | 16.1078 | 128.8622 | 634.1378
10141103 | PMT | TRANSFORMADOR | PT8004 | TRANSFORMADOR MARCA: CUAMBA PT8004 |  | CUAMBA | MAUA | B. Mugoma PT 8004 |  | 13º 40' 11.953" S | -37º -20' -8.36" W | 100 | 33KV | 400V | 3 | 2010 |  |  | 763 | 45 | 650.2456 | 112.7544 | 112754.4444 |  | 38 | 38.15 | 38150 | 724.85 | 2.222% | 16.1078 | 128.8622 | 634.1378
10141103 | PMT | TRANSFORMADOR | PT8005 | TRANSFORMADOR MARCA: CUAMBA PT8005 |  | CUAMBA | MAUA | Missao PT 8003 |  | 13º 45' 9.422" S | -37º -12' -45.606" W | 50 | 33KV | 400V | 3 | 2010 |  |  | 643 | 45 | 547.9789 | 95.0211 | 95021.1111 |  | 38 | 32.15 | 32150 | 610.85 | 2.222% | 13.5744 | 108.5956 | 534.4044
10141103 | PMT | TRANSFORMADOR | 25 | TRANSFORMADOR MARCA: NACALA 25 |  | NACALA | Nacala-Porto | Murrupelane |  | 14°39.358 | 40°40.601 | 32 | 33KV | 400V | 3 | 2010 |  |  | 643 | 45 | 547.9789 | 95.0211 | 95021.1111 |  | 38 | 32.15 | 32150 | 610.85 | 2.222% | 13.5744 | 108.5956 | 534.4044
10141103 | PMT | TRANSFORMADOR | 26 | TRANSFORMADOR MARCA: MONAPO 26 |  | MONAPO | Meconta | Nacavala |  | 15°00.035 | 39°40.396 | 160 | 33KV | 400V | 3 | 2010 |  |  | 991 | 45 | 844.5522 | 146.4478 | 146447.7778 |  | 38 | 49.55 | 49550 | 941.45 | 2.222% | 20.9211 | 167.3689 | 823.6311
10141103 | PMT | TRANSFORMADOR | 27 | TRANSFORMADOR MARCA: MONAPO 27 |  | MONAPO | Nacaroa | Nacaroa-Entrada |  | 14°22.421 | 39°54.712 | 160 | 33KV | 400V | 3 | 2010 |  |  | 991 | 45 | 844.5522 | 146.4478 | 146447.7778 |  | 38 | 49.55 | 49550 | 941.45 | 2.222% | 20.9211 | 167.3689 | 823.6311
10141103 | PMT | TRANSFORMADOR | 28 | TRANSFORMADOR MARCA: MONAPO 28 |  | MONAPO | Nacaroa | Nacaroa-Vila |  | 14°22.293 | 39°55.124 | 160 | 33KV | 400V | 3 | 2010 |  |  | 991 | 45 | 844.5522 | 146.4478 | 146447.7778 |  | 38 | 49.55 | 49550 | 941.45 | 2.222% | 20.9211 | 167.3689 | 823.6311
10141103 | PMT | TRANSFORMADOR | PT230 | TRANSFORMADOR MARCA:ITB PT230 PT230 | Munhava-Casquinha | PT230 | BEIRA | SOFALA |  | 694991.7 | 7808915.2 | 315 | 22 | 0.4 | 3 | 2010 | ITB | 782216 | 953 | 45 | 812.1678 | 140.8322 | 140832.2222 |  | 38 | 47.65 | 47650 | 905.35 | 2.222% | 20.1189 | 160.9511 | 792.0489
10141103 | PMT | TRANSFORMADOR | PT250 | TRANSFORMADOR MARCA:ITB PT250 PT250 | Bairro Fomento(Inhamízua I Mesquita) | PT250 | BEIRA | SOFALA |  | 691360.4 | 7817500.7 | 250 | 22 | 0.4 | 3 | 2010 | ITB | 702253 | 953 | 45 | 812.1678 | 140.8322 | 140832.2222 |  | 38 | 47.65 | 47650 | 905.35 | 2.222% | 20.1189 | 160.9511 | 792.0489
10141103 | PMT | TRANSFORMADOR | PT252 | TRANSFORMADOR MARCA:ITB PT252 PT252 | Macúti-Subestação Nº 4 | PT252 | BEIRA | SOFALA |  | 697912.1 | 7805988.7 | 250 | 22 | 0.4 | 3 | 2010 | ITB | 702252 | 953 | 45 | 812.1678 | 140.8322 | 140832.2222 |  | 38 | 47.65 | 47650 | 905.35 | 2.222% | 20.1189 | 160.9511 | 792.0489
10141103 | PMT | TRANSFORMADOR | AGCTC/PT3 | TRANSFORMADOR MARCA:STANDARD AGCTC/PT3 AGCTC/PT3 | BAIRRO 7 DE ABRIL | AGCTC/PT3 | CATANDICA | MANICA | PTS3 Frente Igreja catolica | S18 03 32,0 | E033 10 25,3 | 500 | 33 | 0.4 | 3 | 2010 | STANDARD | F000586 | 1200 | 45 | 1022.6667 | 177.3333 | 177333.3333 |  | 38 | 60 | 60000 | 1140 | 2.222% | 25.3333 | 202.6667 | 997.3333
10141103 | PMT | TRANSFORMADOR | AGCHI/PT31 | TRANSFORMADOR MARCA:ITB AGCHI/PT31 AGCHI/PT31 | MOAGEM SANDE | AGCHI/PT31 | CHIMOIO | MANICA |  | S19 08 38,20 | E033 28 43,13 | 315 | 22 | 0.4 | 3 | 2010 | ITB | 644469 | 953 | 45 | 812.1678 | 140.8322 | 140832.2222 |  | 38 | 47.65 | 47650 | 905.35 | 2.222% | 20.1189 | 160.9511 | 792.0489
10141103 | PMT | TRANSFORMADOR | AGCHI/PT48 | TRANSFORMADOR MARCA:ITB AGCHI/PT48 AGCHI/PT48 | SERGIO PINA | AGCHI/PT48 | CHIMOIO | MANICA | BAIRRO NO 5 | S19 07 48.0 | E33 27 50.4 | 250 | 22 | 0.4 | 3 | 2010 | ITB | 644407 | 953 | 45 | 812.1678 | 140.8322 | 140832.2222 |  | 38 | 47.65 | 47650 | 905.35 | 2.222% | 20.1189 | 160.9511 | 792.0489
10141103 | PMT | TRANSFORMADOR | AGCHI/PT51 | TRANSFORMADOR MARCA:ITB AGCHI/PT51 AGCHI/PT51 | ESTACIO CFM | AGCHI/PT51 | CHIMOIO | MANICA | Bairro cafumpe | S19 06 09,19 | E033 34 04,97 | 160 | 22 | 0.4 | 3 | 2010 | ITB | 702267 | 572 | 45 | 487.4711 | 84.5289 | 84528.8889 |  | 38 | 28.6 | 28600 | 543.4 | 2.222% | 12.0756 | 96.6044 | 475.3956
10141103 | PMT | TRANSFORMADOR | AGCHI/PT59 | TRANSFORMADOR MARCA:ITB AGCHI/PT59 AGCHI/PT59 | EPC AGOSTINHO NETO | AGCHI/PT59 | CHIMOIO | MANICA | EPC AGOSTINHO NETO | S19 03 11.2 | E33 27 01.0 | 160 | 22 | 0.4 | 3 | 2010 | ITB | 702233 | 572 | 45 | 487.4711 | 84.5289 | 84528.8889 |  | 38 | 28.6 | 28600 | 543.4 | 2.222% | 12.0756 | 96.6044 | 475.3956
10141103 | PMT | TRANSFORMADOR | AGGDL/PT9 | TRANSFORMADOR MARCA:ITB AGGDL/PT9 AGGDL/PT9 | Bairro Mazicuera | AGGDL/PT9 | GONDOLA | MANICA | ESCOLA MAZICUERA | S19 04 09,5 | E033 38 59,3 | 200 | 22 | 0.4 | 3 | 2010 | ITB | 782278 | 572 | 45 | 487.4711 | 84.5289 | 84528.8889 |  | 38 | 28.6 | 28600 | 543.4 | 2.222% | 12.0756 | 96.6044 | 475.3956
10141103 | PMT | TRANSFORMADOR | AGVDZ/PT1 | TRANSFORMADOR MARCA:ETD AGVDZ/PT1 AGVDZ/PT1 | Bairro Centro | AGVDZ/PT1 | VANDUZI | MANICA | SEDE VANDUZI - SEDE | S18 57 15,1 | E033 15 50,5 | 250 | 22 | 0.4 | 3 | 2010 | ETD | 702254 | 953 | 45 | 812.1678 | 140.8322 | 140832.2222 |  | 38 | 47.65 | 47650 | 905.35 | 2.222% | 20.1189 | 160.9511 | 792.0489
10141103 | PMT | TRANSFORMADOR | AGVDZ/PT5 | TRANSFORMADOR MARCA:ITB AGVDZ/PT5 AGVDZ/PT5 | Bairro km5 | AGVDZ/PT5 | VANDUZI | MANICA | CRUZ TETE (MAZIRONDZO KM 5 VANDUZI) | S19 01 05,3 | E03317 18,9 | 32 | 22 | 0.22 | 1 | 2010 | ITB | 702279 | 433 | 45 | 369.0122 | 63.9878 | 63987.7778 |  | 38 | 21.65 | 21650 | 411.35 | 2.222% | 9.1411 | 73.1289 | 359.8711
10141103 | PMT | TRANSFORMADOR | PTS 261 | TRANSFORMADOR MARCA:ITB PTS 261 PTS 261 |  | PTS 261 | Matola | Fomento |  | 32.478144 | -25.938874 | 315 | 33 | 0.4 | 3Ø | 2010 | ITB | 689587 | 1039 | 45 | 885.4589 | 153.5411 | 153541.1111 |  | 38 | 51.95 | 51950 | 987.05 | 2.222% | 21.9344 | 175.4756 | 863.5244
10141103 | PMT | TRANSFORMADOR | PTS 235 | TRANSFORMADOR MARCA:POWERTECH PTS 235 PTS 235 |  | PTS 235 | Matola | Matola F |  | 32.467620 | -25.947306 | 500 | 33 | 0.4 | 3Ø | 2010 | POWERTECH | 30726803/01 | 1200 | 45 | 1022.6667 | 177.3333 | 177333.3333 |  | 38 | 60 | 60000 | 1140 | 2.222% | 25.3333 | 202.6667 | 997.3333
10141103 | PMT | TRANSFORMADOR | PTS 92 | TRANSFORMADOR MARCA:POWERTECH PTS 92 PTS 92 |  | PTS 92 | Matola | Sikuama |  | 32.454268 | -25.903019 | 315 | 33 | 0.4 | 3Ø | 2010 | POWERTECH | 20694201/03 | 1039 | 45 | 885.4589 | 153.5411 | 153541.1111 |  | 38 | 51.95 | 51950 | 987.05 | 2.222% | 21.9344 | 175.4756 | 863.5244
10141103 | PMT | TRANSFORMADOR | PTS 398 | TRANSFORMADOR MARCA:POWERTECH PTS 398 PTS 398 |  | PTS 398 | Matola | Matola B |  | 32.452089 | -25.936341 | 200 | 33 | 0.4 | 3Ø | 2010 | POWERTECH | 20693004/01 | 991 | 45 | 844.5522 | 146.4478 | 146447.7778 |  | 38 | 49.55 | 49550 | 941.45 | 2.222% | 20.9211 | 167.3689 | 823.6311
10141103 | PMT | TRANSFORMADOR | PTS19 | TRANSFORMADOR MARCA:POWERTECH PTS19 PTS19 |  | PTS19 | Matola Rio | Djonasse |  | 32.408988 | -25.946726 | 315 | 33 | 0.4 | 3Ø | 2010 | POWERTECH | 20690302/03 | 1039 | 45 | 885.4589 | 153.5411 | 153541.1111 |  | 38 | 51.95 | 51950 | 987.05 | 2.222% | 21.9344 | 175.4756 | 863.5244
10141103 | PMT | TRANSFORMADOR | PTS 527 | TRANSFORMADOR MARCA:Oil Immersed Distribution Transformers PTS 527 PTS 527 |  | PTS 527 | Matola Rio | Djonasse |  | 32.390268 | -25.956531 | 160 | 33 | 0.4 | 3Ø | 2010 | Oil Immersed Distribution Transformers | 103341602 | 991 | 45 | 844.5522 | 146.4478 | 146447.7778 |  | 38 | 49.55 | 49550 | 941.45 | 2.222% | 20.9211 | 167.3689 | 823.6311
10141103 | PMT | TRANSFORMADOR | PT 180 | TRANSFORMADOR MARCA:Efacec PT 180 | Kamubucuane |  | Maputo |  |  | 32,6384784 | -25,8563151 | 315 | 33 | 0,4 | 3Φ | 2010 | Efacec | K006040,03 | 1039 | 45 | 885.4589 | 153.5411 | 153541.1111 |  | 38 | 51.95 | 51950 | 987.05 | 2.222% | 21.9344 | 175.4756 | 863.5244
10141103 | PMT | TRANSFORMADOR | PT 272R | TRANSFORMADOR MARCA:Powertech PT 272R | Guava |  | Maputo |  |  | 32,7346157 | -25,7826773 | 200 | 33 | 0.4 | 3Φ | 2010 | Powertech | 20885402/02 | 991 | 45 | 844.5522 | 146.4478 | 146447.7778 |  | 38 | 49.55 | 49550 | 941.45 | 2.222% | 20.9211 | 167.3689 | 823.6311
10141103 | PMT | TRANSFORMADOR | PT 191 | TRANSFORMADOR MARCA:Powertech PT 191 | Infulene |  | Maputo |  |  | 32,5502212 | -25,8852991 | 200 | 33 | 0,4 | 3Φ | 2010 | Powertech | 20693002/01 | 991 | 45 | 844.5522 | 146.4478 | 146447.7778 |  | 38 | 49.55 | 49550 | 941.45 | 2.222% | 20.9211 | 167.3689 | 823.6311
10141103 | PMT | TRANSFORMADOR | PT 385 | TRANSFORMADOR MARCA:Powertech PT 385 | Infulene |  | Maputo |  |  | 32,5114688 | -25,8986264 | 315 | 33 | 0,4 | 3Φ | 2010 | Powertech | 20686505/02 | 1039 | 45 | 885.4589 | 153.5411 | 153541.1111 |  | 38 | 51.95 | 51950 | 987.05 | 2.222% | 21.9344 | 175.4756 | 863.5244
10141103 | PMT | TRANSFORMADOR | PT 156 | TRANSFORMADOR MARCA:Powertech PT 156 | Infulene |  | Maputo |  |  | 32,5116182 | -25,8945045 | 500 | 33 | 0,4 | 3Φ | 2010 | Powertech | 30726804/02 | 1200 | 45 | 1022.6667 | 177.3333 | 177333.3333 |  | 38 | 60 | 60000 | 1140 | 2.222% | 25.3333 | 202.6667 | 997.3333
10141103 | PMT | TRANSFORMADOR | PTS 201 | TRANSFORMADOR MARCA:Powertech PTS 201 | Infulene |  | Maputo |  |  | 32,5378417 | -25,8757652 | 315 | 33 | 0,4 | 3Φ | 2010 | Powertech | 20686904/01 | 1039 | 45 | 885.4589 | 153.5411 | 153541.1111 |  | 38 | 51.95 | 51950 | 987.05 | 2.222% | 21.9344 | 175.4756 | 863.5244
10141103 | PMT | TRANSFORMADOR | PTS 540 | TRANSFORMADOR MARCA:Powertech PTS 540 | Infulene |  | Maputo |  |  | 32,5428825 | -25,8723434 | 200 | 33 | 0,4 | 3Φ | 2010 | Powertech | 20693002/01 | 991 | 45 | 844.5522 | 146.4478 | 146447.7778 |  | 38 | 49.55 | 49550 | 941.45 | 2.222% | 20.9211 | 167.3689 | 823.6311
10141103 | PMT | TRANSFORMADOR | PT 472 | TRANSFORMADOR MARCA:Powertech PT 472 | Zimpeto |  | Maputo |  |  | 32,5489018 | -25,8448263 | 315 | 33 | 0,4 | 3Φ | 2010 | Powertech | 20694202/03 | 1039 | 45 | 885.4589 | 153.5411 | 153541.1111 |  | 38 | 51.95 | 51950 | 987.05 | 2.222% | 21.9344 | 175.4756 | 863.5244
10141103 | PMT | TRANSFORMADOR | PT 444 | TRANSFORMADOR MARCA:i.t.b. PT 444 | Mashava |  | Maputo |  |  | 32,4942083 | -25,9280119 | 250 | 33 | 0,4 | 3Φ | 2010 | i.t.b. | 689601 | 991 | 45 | 844.5522 | 146.4478 | 146447.7778 |  | 38 | 49.55 | 49550 | 941.45 | 2.222% | 20.9211 | 167.3689 | 823.6311
10141103 | PMT | TRANSFORMADOR | PT 439 | TRANSFORMADOR MARCA:Zewedy Electric PT 439 | Mashava |  | Maputo |  |  | 32,4961687 | -25,9320026 | 200 | 33 | 0,4 | 3Φ | 2010 | Zewedy Electric | 1033420004 | 991 | 45 | 844.5522 | 146.4478 | 146447.7778 |  | 38 | 49.55 | 49550 | 941.45 | 2.222% | 20.9211 | 167.3689 | 823.6311
10141103 | PMT | TRANSFORMADOR | PTS 404 | TRANSFORMADOR MARCA:Zewedy Electric PTS 404 | Mashava |  | Maputo |  |  | 32,5033084 | -25,9185288 | 160 | 33 | 0,4 | 3Φ | 2010 | Zewedy Electric | 1033418018 | 991 | 45 | 844.5522 | 146.4478 | 146447.7778 |  | 38 | 49.55 | 49550 | 941.45 | 2.222% | 20.9211 | 167.3689 | 823.6311
10141103 | PMT | TRANSFORMADOR | PTS 406 | TRANSFORMADOR MARCA:Zewedy Electric PTS 406 | Mashava |  | Maputo |  |  | 32,4981988 | -25,9051472 | 160 | 33 | 0,4 | 3Φ | 2010 | Zewedy Electric | 1033416010 | 991 | 45 | 844.5522 | 146.4478 | 146447.7778 |  | 38 | 49.55 | 49550 | 941.45 | 2.222% | 20.9211 | 167.3689 | 823.6311
10141103 | PMT | TRANSFORMADOR | PT 335 | TRANSFORMADOR MARCA:i.t.b. PT 335 | Mashava |  | Maputo |  |  | 32,4497746 | -25,8820932 | 250 | 33 | 0,4 | 3Φ | 2010 | i.t.b. | 689685 | 991 | 45 | 844.5522 | 146.4478 | 146447.7778 |  | 38 | 49.55 | 49550 | 941.45 | 2.222% | 20.9211 | 167.3689 | 823.6311
10141103 | PMT | TRANSFORMADOR | PT 343 | TRANSFORMADOR MARCA:Zewedy Electric PT 343 | Mashava |  | Maputo |  |  | 32,4456587 | -25,8926124 | 200 | 33 | 0,4 | 3Φ | 2010 | Zewedy Electric | 1033420011 | 991 | 45 | 844.5522 | 146.4478 | 146447.7778 |  | 38 | 49.55 | 49550 | 941.45 | 2.222% | 20.9211 | 167.3689 | 823.6311
10141103 | PMT | TRANSFORMADOR | PT 529 | TRANSFORMADOR MARCA:i.t.b. PT 529 | Mashava |  | Maputo |  |  | 32,4570974 | -25,8307405 | 250 | 33 | 0,4 | 3Φ | 2010 | i.t.b. | 689609 | 991 | 45 | 844.5522 | 146.4478 | 146447.7778 |  | 38 | 49.55 | 49550 | 941.45 | 2.222% | 20.9211 | 167.3689 | 823.6311
10141103 | PMT | TRANSFORMADOR | PTS 560 | TRANSFORMADOR MARCA:Zewedy Electric PTS 560 | Mashava |  | Maputo |  |  | 32,4248191 | -25,8238008 | 100 | 33 | 0,4 | 3Φ | 2010 | Zewedy Electric | 103341001 | 763 | 45 | 650.2456 | 112.7544 | 112754.4444 |  | 38 | 38.15 | 38150 | 724.85 | 2.222% | 16.1078 | 128.8622 | 634.1378
10141103 | PMT | TRANSFORMADOR | PTS 491 | TRANSFORMADOR MARCA:i.t.b. PTS 491 | Mashava |  | Maputo |  |  | 32,4327318 | -25,8431739 | 250 | 33 | 0,4 | 3Φ | 2010 | i.t.b. | 689612 | 991 | 45 | 844.5522 | 146.4478 | 146447.7778 |  | 38 | 49.55 | 49550 | 941.45 | 2.222% | 20.9211 | 167.3689 | 823.6311
10141103 | PMT | TRANSFORMADOR | PTS 816 | TRANSFORMADOR MARCA:Zewedy Electric PTS 816 | Mashava |  | Maputo |  |  | 32,2495922 | -25,6198346 | 200 | 33 | 0,4 | 3Φ | 2010 | Zewedy Electric | 103342002 | 991 | 45 | 844.5522 | 146.4478 | 146447.7778 |  | 38 | 49.55 | 49550 | 941.45 | 2.222% | 20.9211 | 167.3689 | 823.6311
10141103 | PMT | TRANSFORMADOR | PT 35 RE | TRANSFORMADOR MARCA:i.t.b. PT 35 RE | Maxixe |  | Inhambane |  |  | 32,3343876 | -23,8613143 | 250 | 33 | 0,4 | 3Φ | 2010 | i.t.b. | 689600 | 991 | 45 | 844.5522 | 146.4478 | 146447.7778 |  | 38 | 49.55 | 49550 | 941.45 | 2.222% | 20.9211 | 167.3689 | 823.6311
10141103 | PMT | TRANSFORMADOR | PT 17 RE | TRANSFORMADOR MARCA:i.t.b. PT 17 RE | Maxixe |  | Inhambane |  |  | 35,3446804 | -23,8201391 | 200 | 33 | 0,4 | 3Φ | 2010 | i.t.b. | 702273 | 991 | 45 | 844.5522 | 146.4478 | 146447.7778 |  | 38 | 49.55 | 49550 | 941.45 | 2.222% | 20.9211 | 167.3689 | 823.6311
10141103 | PMT | TRANSFORMADOR | PT 49 RE | TRANSFORMADOR MARCA:Powertech PT 49 RE | Maxixe |  | Inhambane |  |  | 35,3487565 | -23,7909374 | 160 | 33 | 0,4 | 2Φ | 2010 | Powertech | 20661101/01 | 991 | 45 | 844.5522 | 146.4478 | 146447.7778 |  | 38 | 49.55 | 49550 | 941.45 | 2.222% | 20.9211 | 167.3689 | 823.6311
10141103 | PMT | TRANSFORMADOR | PT 62 | TRANSFORMADOR MARCA:Powertech PT 62 | Morrumbene |  | Inhambane |  |  | 35,1344132 | -23,2941462 | 50 | 33 | 0.4 | 3Φ | 2010 | Powertech | 10699401/05 | 643 | 45 | 547.9789 | 95.0211 | 95021.1111 |  | 38 | 32.15 | 32150 | 610.85 | 2.222% | 13.5744 | 108.5956 | 534.4044
10141103 | PMT | TRANSFORMADOR | PT 10 | TRANSFORMADOR MARCA:Powertech PT 10 | Morrumbene |  | Inhambane |  |  | 35,3390352 | -23,6337275 | 100 | 33 | 0,4 | 3Φ | 2010 | Powertech | 10699505/04 | 763 | 45 | 650.2456 | 112.7544 | 112754.4444 |  | 38 | 38.15 | 38150 | 724.85 | 2.222% | 16.1078 | 128.8622 | 634.1378
10141103 | PMT | TRANSFORMADOR | PT 7 | TRANSFORMADOR MARCA:Desta Power Malta PT 7 | Morrumbene |  | Inhambane |  |  | 35,3150118 | -23,6796607 | 100 | 33 | 0,4 | 3Φ | 2010 | Desta Power Malta | 10669903/01 | 763 | 45 | 650.2456 | 112.7544 | 112754.4444 |  | 38 | 38.15 | 38150 | 724.85 | 2.222% | 16.1078 | 128.8622 | 634.1378
10141103 | PMT | TRANSFORMADOR | PT 22 | TRANSFORMADOR MARCA:i.t.b. PT 22 | Morrumbene |  | Inhambane |  |  | 35,2723426 | -23,7811003 | 32 | 33 | 0.231 | 2Φ | 2010 | i.t.b. | 787204 | 643 | 45 | 547.9789 | 95.0211 | 95021.1111 |  | 38 | 32.15 | 32150 | 610.85 | 2.222% | 13.5744 | 108.5956 | 534.4044
10141103 | PMT | TRANSFORMADOR | PT 13 RG | TRANSFORMADOR MARCA:GEC Alstom PT 13 RG | Vilankulo |  | Inhambane |  |  | 35,3194609 | -21,9843255 | 200 | 11 | 0.4 | 3Φ | 2010 | GEC Alstom | 17281/03/00 | 572 | 45 | 487.4711 | 84.5289 | 84528.8889 |  | 38 | 28.6 | 28600 | 543.4 | 2.222% | 12.0756 | 96.6044 | 475.3956
10141103 | PMT | TRANSFORMADOR | PT 27 RG | TRANSFORMADOR MARCA:i.t.b. PT 27 RG | Vilankulo |  | Inhambane |  |  | 35,2846312 | -21,9994919 | 160 | 11 | 0.4 | 3Φ | 2010 | i.t.b. | 644485 | 572 | 45 | 487.4711 | 84.5289 | 84528.8889 |  | 38 | 28.6 | 28600 | 543.4 | 2.222% | 12.0756 | 96.6044 | 475.3956
10141103 | PMT | TRANSFORMADOR | PT 26 RG | TRANSFORMADOR MARCA:Efacec PT 26 RG | Vilankulo |  | Inhambane |  |  | 35,2866779 | -22,0042692 | 200 | 11 | 0.4 | 3Φ | 2010 | Efacec | ? | 572 | 45 | 487.4711 | 84.5289 | 84528.8889 |  | 38 | 28.6 | 28600 | 543.4 | 2.222% | 12.0756 | 96.6044 | 475.3956
10141103 | PMT | TRANSFORMADOR | PT 31 RG | TRANSFORMADOR MARCA:REVIVE PT 31 RG | Vilankulo |  | Inhambane |  |  | 35,2773708 | -22,0039937 | 100 | 11 | 0.4 | 3Φ | 2010 | REVIVE | RET 6106 | 445 | 45 | 379.2389 | 65.7611 | 65761.1111 |  | 38 | 22.25 | 22250 | 422.75 | 2.222% | 9.3944 | 75.1556 | 369.8444
10141103 | PMT | TRANSFORMADOR | PT 20 RG | TRANSFORMADOR MARCA:REVIVE PT 20 RG | Vilankulo |  | Inhambane |  |  | 35,3127503 | -21,9864687 | 100 | 11 | 0.4 | 3Φ | 2010 | REVIVE | RET ? | 445 | 45 | 379.2389 | 65.7611 | 65761.1111 |  | 38 | 22.25 | 22250 | 422.75 | 2.222% | 9.3944 | 75.1556 | 369.8444
10141103 | PMT | TRANSFORMADOR | PT 18 RG | TRANSFORMADOR MARCA:REVIVE PT 18 RG | Vilankulo |  | Inhambane |  |  | 35,3070579 | -21,9869128 | 100 | 11 | 0.4 | 3Φ | 2010 | REVIVE | RET 6098 | 445 | 45 | 379.2389 | 65.7611 | 65761.1111 |  | 38 | 22.25 | 22250 | 422.75 | 2.222% | 9.3944 | 75.1556 | 369.8444
10141103 | PMT | TRANSFORMADOR | PT 24 RG | TRANSFORMADOR MARCA:REVIVE PT 24 RG | Vilankulo |  | Inhambane |  |  | 35,3046278 | -21,9796658 | 100 | 11 | 0.4 | 3Φ | 2010 | REVIVE | RET 3031 | 445 | 45 | 379.2389 | 65.7611 | 65761.1111 |  | 38 | 22.25 | 22250 | 422.75 | 2.222% | 9.3944 | 75.1556 | 369.8444
10141103 | PMT | TRANSFORMADOR | PTS 26 | TRANSFORMADOR MARCA:Free State Transformers PTS 26 |  |  | Zavala |  |  | 34,72433 | -24,71538 | 100 | 33 | 0.4 | 3Φ | 2010 | Free State Transformers | TB 100171 | 763 | 45 | 650.2456 | 112.7544 | 112754.4444 |  | 38 | 38.15 | 38150 | 724.85 | 2.222% | 16.1078 | 128.8622 | 634.1378
10141103 | PMT | TRANSFORMADOR | PTS 17 | TRANSFORMADOR MARCA:Free State Transformers PTS 17 |  |  | Zavala |  |  | 34,76541 | -24,71918 | 100 | 33 | 0.44 | 3Φ | 2010 | Free State Transformers | TB 100168 | 763 | 45 | 650.2456 | 112.7544 | 112754.4444 |  | 38 | 38.15 | 38150 | 724.85 | 2.222% | 16.1078 | 128.8622 | 634.1378
10141103 | PMT | TRANSFORMADOR | PTS 09 | TRANSFORMADOR MARCA:Free State Transformers PTS 09 |  |  | Zavala |  |  | 34,81566 | -24,58473 | 100 | 33 | 0.4 | 3Φ | 2010 | Free State Transformers | TB 100170 | 763 | 45 | 650.2456 | 112.7544 | 112754.4444 |  | 38 | 38.15 | 38150 | 724.85 | 2.222% | 16.1078 | 128.8622 | 634.1378
10141103 | PMT | TRANSFORMADOR | PTS 11 | TRANSFORMADOR MARCA:Powertech PTS 11 |  |  | Zavala |  |  | 34,95239 | -24,52841 | 50 | 33 | 0.4 | 3Φ | 2010 | Powertech | 10699401/06 | 643 | 45 | 547.9789 | 95.0211 | 95021.1111 |  | 38 | 32.15 | 32150 | 610.85 | 2.222% | 13.5744 | 108.5956 | 534.4044
10141103 | PMT | TRANSFORMADOR | PTS 23 | TRANSFORMADOR MARCA:Free State Transformers PTS 23 |  |  | Zavala |  |  | 34,51536 | -24,69388 | 100 | 33 | 0.4 | 3Φ | 2010 | Free State Transformers | TB 100169 | 763 | 45 | 650.2456 | 112.7544 | 112754.4444 |  | 38 | 38.15 | 38150 | 724.85 | 2.222% | 16.1078 | 128.8622 | 634.1378
10141103 | PMT | TRANSFORMADOR | PT 998R | TRANSFORMADOR MARCA:Sewedy Electric Zambia PT 998R |  |  | Muhlaze |  |  | 32,52720 | -25,81963 | 160 | 33 | 0.4 | 3Φ | 2010 | Sewedy Electric Zambia | 1033416015 | 991 | 45 | 844.5522 | 146.4478 | 146447.7778 |  | 38 | 49.55 | 49550 | 941.45 | 2.222% | 20.9211 | 167.3689 | 823.6311
10141103 | PMT | TRANSFORMADOR | PTS 08 | TRANSFORMADOR MARCA:Efacec PTS 08 |  |  | MATOLA |  |  | 32,471361 | -25,976351 | 630 | 33 | 0.4 | 3Φ | 2010 | Efacec | F002114.02 | 1200 | 45 | 1022.6667 | 177.3333 | 177333.3333 |  | 38 | 60 | 60000 | 1140 | 2.222% | 25.3333 | 202.6667 | 997.3333
10141103 | PMT | TRANSFORMADOR | PTS 09 | TRANSFORMADOR MARCA:Efacec PTS 09 |  |  | MATOLA |  |  | 32,466234 | -25,973859 | 100 | 33 | 0.4 | 3Φ | 2010 | Efacec | ? | 763 | 45 | 650.2456 | 112.7544 | 112754.4444 |  | 38 | 38.15 | 38150 | 724.85 | 2.222% | 16.1078 | 128.8622 | 634.1378
10141103 | PMT | TRANSFORMADOR | PTS 239 | TRANSFORMADOR MARCA:itb PTS 239 |  |  | MATOLA |  |  | 32,469571 | -25,955448 | 315 | 33 | 0.4 | 3Φ | 2010 | itb | 689581 | 1039 | 45 | 885.4589 | 153.5411 | 153541.1111 |  | 38 | 51.95 | 51950 | 987.05 | 2.222% | 21.9344 | 175.4756 | 863.5244
10141103 | PMT | TRANSFORMADOR | PTS 237 | TRANSFORMADOR MARCA:itb PTS 237 |  |  | MATOLA |  |  | 32,45694 | -25,96535 | 315 | 33 | 0.4 | 3Φ | 2010 | itb | 689594 | 1039 | 45 | 885.4589 | 153.5411 | 153541.1111 |  | 38 | 51.95 | 51950 | 987.05 | 2.222% | 21.9344 | 175.4756 | 863.5244
10141103 | PMT | TRANSFORMADOR | PTS 235 | TRANSFORMADOR MARCA:Powertech PTS 235 |  |  | MATOLA |  |  | 32,46757 | -25,94739 | 500 | 33 | 0.4 | 3Φ | 2010 | Powertech | 30726803/01 | 1200 | 45 | 1022.6667 | 177.3333 | 177333.3333 |  | 38 | 60 | 60000 | 1140 | 2.222% | 25.3333 | 202.6667 | 997.3333
10141103 | PMT | TRANSFORMADOR | PTS 437 | TRANSFORMADOR MARCA:Astor PTS 437 |  |  | MATOLA |  |  | 32,42500 | -25,90572 | 630 | 33 | 0.4 | 3Φ | 2010 | Astor | 17-02545 | 1200 | 45 | 1022.6667 | 177.3333 | 177333.3333 |  | 38 | 60 | 60000 | 1140 | 2.222% | 25.3333 | 202.6667 | 997.3333
10141103 | PMT | TRANSFORMADOR | PTS 576 | TRANSFORMADOR MARCA:Sewedy Electric Zambia PTS 576 |  |  | MATOLA |  |  | 32,35020 | -25,84712 | 160 | 33 | 0.4 | 3Φ | 2010 | Sewedy Electric Zambia | 1003341601 | 991 | 45 | 844.5522 | 146.4478 | 146447.7778 |  | 38 | 49.55 | 49550 | 941.45 | 2.222% | 20.9211 | 167.3689 | 823.6311
10141103 | PMT | TRANSFORMADOR | PTS 574 | TRANSFORMADOR MARCA:Sewedy Electric Zambia PTS 574 |  |  | MATOLA |  |  | 32,40562 | -25,87364 | 160 | 33 | 0.4 | 3Φ | 2010 | Sewedy Electric Zambia | 1033416012 | 991 | 45 | 844.5522 | 146.4478 | 146447.7778 |  | 38 | 49.55 | 49550 | 941.45 | 2.222% | 20.9211 | 167.3689 | 823.6311
10141103 | PMT | TRANSFORMADOR | PTS 841 | TRANSFORMADOR MARCA:Sewedy Electric Zambia PTS 841 |  |  | MATOLA |  |  | 32,43525 | -25,98803 | 160 | 33 | 0.4 | 3Φ | 2010 | Sewedy Electric Zambia | 1033416023 | 991 | 45 | 844.5522 | 146.4478 | 146447.7778 |  | 38 | 49.55 | 49550 | 941.45 | 2.222% | 20.9211 | 167.3689 | 823.6311
10141103 | PMT | TRANSFORMADOR | PT 105R | TRANSFORMADOR MARCA:itb PT 105R |  |  | Cumbeza |  |  | 32,582288 | -25,8150107 | 315 | 33 | 0.4 | 3Φ | 2010 | itb | 6895683 | 1039 | 45 | 885.4589 | 153.5411 | 153541.1111 |  | 38 | 51.95 | 51950 | 987.05 | 2.222% | 21.9344 | 175.4756 | 863.5244
10141103 | PMT | TRANSFORMADOR | PTS 9 | TRANSFORMADOR MARCA:PowerTech PTS 9 |  |  | Bukiso |  |  | 32,573252 | -25,811133 | 315 | 33 | 0,4 | 3Φ | 2010 | PowerTech | 20606502/01 | 1039 | 45 | 885.4589 | 153.5411 | 153541.1111 |  | 38 | 51.95 | 51950 | 987.05 | 2.222% | 21.9344 | 175.4756 | 863.5244
10141103 | PMT | TRANSFORMADOR | AGXX/PTS0005 | TRANSFORMADOR MARCA:ITB AGXX/PTS0005 AGXX/PTS0005 | Chicumbane Benfica | AGXX/PTS0005 | CHISSANO | Gaza |  | 24º 58.185 | 033º 32.081 | 250 | 33 | 0.4 | 3 | 2010 | ITB | 689602 | 991 | 45 | 844.5522 | 146.4478 | 146447.7778 |  | 38 | 49.55 | 49550 | 941.45 | 2.222% | 20.9211 | 167.3689 | 823.6311
10141103 | PMT | TRANSFORMADOR | AGXX/PTS0021 | TRANSFORMADOR MARCA:ITB AGXX/PTS0021 AGXX/PTS0021 | Bairro 4 Aldeia Julius Nyerere Hospital | AGXX/PTS0021 | CHISSANO | Gaza |  | 24º 52.458 | 033º 30.548 | 200 | 33 | 0.4 | 3 | 2010 | ITB | 689615 | 991 | 45 | 844.5522 | 146.4478 | 146447.7778 |  | 38 | 49.55 | 49550 | 941.45 | 2.222% | 20.9211 | 167.3689 | 823.6311
10141103 | PMT | TRANSFORMADOR | AGXX/PTS0030 | TRANSFORMADOR MARCA:TUSCO AGXX/PTS0030 AGXX/PTS0030 | OMM Bairro 1 Chicumbane | AGXX/PTS0030 | ZONGOENE | Gaza |  | 24º 59.600 | 033º 31.401 | 100 | 33 | 0.4 | 3 | 2010 | TUSCO | 11325FE | 763 | 45 | 650.2456 | 112.7544 | 112754.4444 |  | 38 | 38.15 | 38150 | 724.85 | 2.222% | 16.1078 | 128.8622 | 634.1378
10141103 | PMT | TRANSFORMADOR | AGXX/PTS0031 | TRANSFORMADOR MARCA:TUSCO AGXX/PTS0031 AGXX/PTS0031 | OMM Bairro 3 Chicumbane | AGXX/PTS0031 | ZONGOENE | Gaza |  | 24º 59.501 | 033º 31.096 | 100 | 33 | 0.4 | 3 | 2010 | TUSCO | NO SERIAL | 763 | 45 | 650.2456 | 112.7544 | 112754.4444 |  | 38 | 38.15 | 38150 | 724.85 | 2.222% | 16.1078 | 128.8622 | 634.1378
10141103 | PMT | TRANSFORMADOR | AGXX/PTS0083 | TRANSFORMADOR MARCA:ITB AGXX/PTS0083 AGXX/PTS0083 | Patrice Lumumba 2 | AGXX/PTS0083 | Gaza | Gaza |  | 25º 05.124 | 033º 40.141 | 160 | 11 | 0.4 | 3 | 2010 | ITB | 644483 | 572 | 45 | 487.4711 | 84.5289 | 84528.8889 |  | 38 | 28.6 | 28600 | 543.4 | 2.222% | 12.0756 | 96.6044 | 475.3956
10141103 | PMT | TRANSFORMADOR | AGCDG/PTS0140 | TRANSFORMADOR MARCA:POWERTECH AGCDG/PTS0140 AGCDG/PTS0140 | Lagoa de Chidenguele Massango | AGCDG/PTS0140 | GESTÃO - USC DE CHIDENGUELE | Gaza |  | 24° 56.169 | 034° 11.145 | 25 | 33 | 0.4 | 3 | 2010 | POWERTECH | 10707401/05 | 643 | 45 | 547.9789 | 95.0211 | 95021.1111 |  | 38 | 32.15 | 32150 | 610.85 | 2.222% | 13.5744 | 108.5956 | 534.4044
10141103 | PMT | TRANSFORMADOR | AGCDG/PTS0143 | TRANSFORMADOR MARCA:POWERTECH AGCDG/PTS0143 AGCDG/PTS0143 | Vila Olimpica de Chidenguele | AGCDG/PTS0143 | GESTÃO - USC DE CHIDENGUELE | Gaza |  | 24° 56.047 | 034° 12.806 | 50 | 33 | 0.4 | 3 | 2010 | POWERTECH | 10708501/07 | 643 | 45 | 547.9789 | 95.0211 | 95021.1111 |  | 38 | 32.15 | 32150 | 610.85 | 2.222% | 13.5744 | 108.5956 | 534.4044
10141103 | PMT | TRANSFORMADOR | AGXX/PTS0165 | TRANSFORMADOR MARCA:ITB AGXX/PTS0165 AGXX/PTS0165 | Nhokuene Monofasico Casa Agraria | AGXX/PTS0165 | CHIBUTO / MANJACAZE | Gaza |  | 24° 58.550 | 033° 45.800 | 32 | 33 | 0.4 | 3 | 2010 | ITB | 702286 | 643 | 45 | 547.9789 | 95.0211 | 95021.1111 |  | 38 | 32.15 | 32150 | 610.85 | 2.222% | 13.5744 | 108.5956 | 534.4044
10141103 | PMT | TRANSFORMADOR | AGCBT/PTS0188 | TRANSFORMADOR MARCA:POWERTECH AGCBT/PTS0188 AGCBT/PTS0188 | Malehice Chissano | AGCBT/PTS0188 | GESTÃO ZSC DE CHIBUTO | Gaza |  | 24° 45.389 | 033° 40.637 | 200 | 33 | 0.4 | 3 | 2010 | POWERTECH | 20681601/01 | 991 | 45 | 844.5522 | 146.4478 | 146447.7778 |  | 38 | 49.55 | 49550 | 941.45 | 2.222% | 20.9211 | 167.3689 | 823.6311
10141103 | PMT | TRANSFORMADOR | AGCBT/PTS0205 | TRANSFORMADOR MARCA:ITB AGCBT/PTS0205 AGCBT/PTS0205 | Chimundo Escola | AGCBT/PTS0205 | GESTÃO ZSC DE CHIBUTO | Gaza |  | 24° 42.652 | 033° 33.821 | 160 | 33 | 0.4 | 3 | 2010 | ITB | 702259 | 991 | 45 | 844.5522 | 146.4478 | 146447.7778 |  | 38 | 49.55 | 49550 | 941.45 | 2.222% | 20.9211 | 167.3689 | 823.6311
10141103 | PMT | TRANSFORMADOR | AGCBT/PTS0208 | TRANSFORMADOR MARCA:ITB AGCBT/PTS0208 AGCBT/PTS0208 | Mudada Soeto Proximo do Furo | AGCBT/PTS0208 | GESTÃO ZSC DE CHIBUTO | Gaza |  | 24° 40.932 | 033° 32.745 | 250 | 33 | 0.4 | 3 | 2010 | ITB | 689604 | 991 | 45 | 844.5522 | 146.4478 | 146447.7778 |  | 38 | 49.55 | 49550 | 941.45 | 2.222% | 20.9211 | 167.3689 | 823.6311
10141103 | PMT | TRANSFORMADOR | AGMJC/PTS0246 | TRANSFORMADOR MARCA:ITB AGMJC/PTS0246 AGMJC/PTS0246 | Chalala Lojas | AGMJC/PTS0246 | GESTÃO - ZSC DE MANJACAZE | Gaza |  | 24° 37.791 | 033° 55.699 | 32 | 33 | 0.4 | 3 | 2010 | ITB | 702289 | 643 | 45 | 547.9789 | 95.0211 | 95021.1111 |  | 38 | 32.15 | 32150 | 610.85 | 2.222% | 13.5744 | 108.5956 | 534.4044
10141103 | PMT | TRANSFORMADOR |  | TRANSFORMADOR MARCA:TUSCO TRAFO MONTEPUEZ | ZSCMP | MONTEPUEZ | MONTEPUEZ | Junto da residencia do colega Hegel |  | 13°06'48,00'' | 39°01'25.0'' | 160 | 33 | 0.4 | 3 | 2010 | TUSCO TRAFO | 20905201/03 | 991 | 45 | 844.5522 | 146.4478 | 146447.7778 |  | 38 | 49.55 | 49550 | 941.45 | 2.222% | 20.9211 | 167.3689 | 823.6311
10141103 | PMT | TRANSFORMADOR | PTS 2 | TRANSFORMADOR MARCA:ASTOR ANGOCHE PTS 2 |  | ANGOCHE | TOPUITO |  |  | 16°38.365 | 39°29.481 | 100KVA | 22KV | 400V | 3 | 2010 | ASTOR |  | 445 | 45 | 379.2389 | 65.7611 | 65761.1111 |  | 38 | 22.25 | 22250 | 422.75 | 2.222% | 9.3944 | 75.1556 | 369.8444
10141103 | PMT | TRANSFORMADOR | PTS 4 | TRANSFORMADOR MARCA:TUSCO ANGOCHE PTS 4 |  | ANGOCHE | TOPUITO |  |  | 16°33.979 | 39°36.649 | 100KVA | 22KV | 400V | 3 | 2010 | TUSCO |  | 445 | 45 | 379.2389 | 65.7611 | 65761.1111 |  | 38 | 22.25 | 22250 | 422.75 | 2.222% | 9.3944 | 75.1556 | 369.8444
10141103 | PMT | TRANSFORMADOR | PTS 2 | TRANSFORMADOR MARCA:FUJI ELECTRIC CUAMBA PTS 2 |  | CUAMBA | CUAMBA | TETEREANE |  | 14º 47' 33.444" S | -36º -30' -12.191" W | 50 | 33KV | 400V | 3 | 2010 | FUJI ELECTRIC | 11325FE | 643 | 45 | 547.9789 | 95.0211 | 95021.1111 |  | 38 | 32.15 | 32150 | 610.85 | 2.222% | 13.5744 | 108.5956 | 534.4044
10141103 | PMT | TRANSFORMADOR | PTS 3 | TRANSFORMADOR MARCA:FUJI ELECTRIC CUAMBA PTS 3 |  | CUAMBA | CUAMBA | CRUZAMENTO MAUA |  | 14º 47' 56.305" S | -36º -30' -54.148" W | 100 | 33KV | 400V | 3 | 2010 | FUJI ELECTRIC | 11325FE | 763 | 45 | 650.2456 | 112.7544 | 112754.4444 |  | 38 | 38.15 | 38150 | 724.85 | 2.222% | 16.1078 | 128.8622 | 634.1378
10141103 | PMT | TRANSFORMADOR | PTS 4 | TRANSFORMADOR MARCA:FUJI ELECTRIC CUAMBA PTS 4 |  | CUAMBA | CUAMBA | MENDOCA TOCOLI |  | 14º 47' 59.961" S | -36º -31' -4.402" W | 100 | 33KV | 400V | 3 | 2010 | FUJI ELECTRIC | 11325FE | 763 | 45 | 650.2456 | 112.7544 | 112754.4444 |  | 38 | 38.15 | 38150 | 724.85 | 2.222% | 16.1078 | 128.8622 | 634.1378
10141103 | PMT | TRANSFORMADOR | PTS 5 | TRANSFORMADOR MARCA:TRANSF.DE MOҪ CUAMBA PTS 5 |  | CUAMBA | CUAMBA | NAHACHE (PONTE LICHINGA) |  | 14º 48' 11.048" S | -36º -31' -28.277" W | 100 | 33KV | 400V | 3 | 2010 | TRANSF.DE MOҪ | 961790 | 763 | 45 | 650.2456 | 112.7544 | 112754.4444 |  | 38 | 38.15 | 38150 | 724.85 | 2.222% | 16.1078 | 128.8622 | 634.1378
10141103 | PMT | TRANSFORMADOR | PTS 6 | TRANSFORMADOR MARCA:Fuji Tusco CUAMBA PTS 6 |  | CUAMBA | CUAMBA | CRUZAMENTO ALLIMI (VIA MAUA) |  | 14º 47' 26.77" S | -36º -30' -53.649" W | 100 | 33KV | 400V | 3 | 2010 | Fuji Tusco | 11325FE | 763 | 45 | 650.2456 | 112.7544 | 112754.4444 |  | 38 | 38.15 | 38150 | 724.85 | 2.222% | 16.1078 | 128.8622 | 634.1378
10141103 | PMT | TRANSFORMADOR | PTS 10 | TRANSFORMADOR MARCA:Fuji Tusco CUAMBA PTS 10 |  | CUAMBA | CUAMBA | BAIRRO MENDOCA( NA FONTENARIA) |  | 14º 47' 38.887" S | -36º -31' -22.592" W | 100 | 33KV | 400V | 3 | 2010 | Fuji Tusco | 11325FE | 763 | 45 | 650.2456 | 112.7544 | 112754.4444 |  | 38 | 38.15 | 38150 | 724.85 | 2.222% | 16.1078 | 128.8622 | 634.1378
10141103 | PMT | TRANSFORMADOR | PTS 49 | TRANSFORMADOR MARCA:FUJI Tusco CUAMBA PTS 49 |  | CUAMBA | CUAMBA | MINAS BAIRRO |  | 14º 48' 43.044" S | -36º -29' -12.659" W | 100 | 33KV | 400V | 3 | 2010 | FUJI Tusco | 11325FE | 763 | 45 | 650.2456 | 112.7544 | 112754.4444 |  | 38 | 38.15 | 38150 | 724.85 | 2.222% | 16.1078 | 128.8622 | 634.1378
10141103 | PMT | TRANSFORMADOR | PTS 50 | TRANSFORMADOR MARCA:COTRADIS CUAMBA PTS 50 |  | CUAMBA | CUAMBA | MECUPA |  | 14º 49' 13.126" S | -36º -26' -18.646" W | 50 | 33KV | 400V | 3 | 2010 | COTRADIS | 504541 | 643 | 45 | 547.9789 | 95.0211 | 95021.1111 |  | 38 | 32.15 | 32150 | 610.85 | 2.222% | 13.5744 | 108.5956 | 534.4044
10141103 | PMT | TRANSFORMADOR | PTS 51 | TRANSFORMADOR MARCA:EFACEC CUAMBA PTS 51 |  | CUAMBA | CUAMBA | MURIPA |  | 14º 49' 2.428" S | -36º -23' -45.203" W | 50 | 33KV | 400V | 3 | 2010 | EFACEC | K008212.05 | 643 | 45 | 547.9789 | 95.0211 | 95021.1111 |  | 38 | 32.15 | 32150 | 610.85 | 2.222% | 13.5744 | 108.5956 | 534.4044
10141103 | PMT | TRANSFORMADOR | PTS 52 | TRANSFORMADOR MARCA:ITB CUAMBA PTS 52 |  | CUAMBA | CUAMBA | MEPECENE |  | 14º 50' 22.405" S | -36º -22' -17.593" W | 32 | 33KV | 400V | 3 | 2010 | ITB | 10657401/08 | 643 | 45 | 547.9789 | 95.0211 | 95021.1111 |  | 38 | 32.15 | 32150 | 610.85 | 2.222% | 13.5744 | 108.5956 | 534.4044
10141103 | PMT | TRANSFORMADOR | PTS 61 | TRANSFORMADOR MARCA:ACTOM CUAMBA PTS 61 |  | CUAMBA | CUAMBA | MANIUA |  | 14º 45' 48.825" S | -36º -32' -19.823" W | 50 | 33KV | 400V | 3 | 2010 | ACTOM | 03242/02/011 | 643 | 45 | 547.9789 | 95.0211 | 95021.1111 |  | 38 | 32.15 | 32150 | 610.85 | 2.222% | 13.5744 | 108.5956 | 534.4044
10141103 | PMT | TRANSFORMADOR | PTS 70 | TRANSFORMADOR MARCA:ACTOM CUAMBA PTS 70 |  | CUAMBA | CUAMBA | MERIPO |  | 14º 39' 1.338" S | -36º -34' -1.099" W | 50 | 33KV | 400V | 3 | 2010 | ACTOM | 03247/02/08 | 643 | 45 | 547.9789 | 95.0211 | 95021.1111 |  | 38 | 32.15 | 32150 | 610.85 | 2.222% | 13.5744 | 108.5956 | 534.4044
10141103 | PMT | TRANSFORMADOR | PTS 71 | TRANSFORMADOR MARCA:TUSCO TRAFC CUAMBA PTS 71 |  | CUAMBA | CUAMBA | NAPACALA |  | 14º 32' 44.014" S | -36º -36' -21.514" W | 100 | 33KV | 400V | 3 | 2010 | TUSCO TRAFC | 551145 | 763 | 45 | 650.2456 | 112.7544 | 112754.4444 |  | 38 | 38.15 | 38150 | 724.85 | 2.222% | 16.1078 | 128.8622 | 634.1378
10141103 | PMT | TRANSFORMADOR | PTS 2003 | TRANSFORMADOR MARCA:ACTOM CUAMBA PTS 2003 |  | CUAMBA | METARICA | Nambuara |  | 14º 15' 47.257" S | -36º -54' -12.711" W | 100 | 33KV | 400V | 3 | 2010 | ACTOM | 03242/03/010 | 763 | 45 | 650.2456 | 112.7544 | 112754.4444 |  | 38 | 38.15 | 38150 | 724.85 | 2.222% | 16.1078 | 128.8622 | 634.1378
10141103 | PMT | TRANSFORMADOR | PTS 2004 | TRANSFORMADOR MARCA:ASTON CUAMBA PTS 2004 |  | CUAMBA | METARICA | Namecunde |  | 14º 12' 58.859" S | -36º -55' -6.722" W | 100 | 33KV | 400V | 3 | 2010 | ASTON | 17-02137 | 763 | 45 | 650.2456 | 112.7544 | 112754.4444 |  | 38 | 38.15 | 38150 | 724.85 | 2.222% | 16.1078 | 128.8622 | 634.1378
10141103 | PMT | TRANSFORMADOR | PT 7004 | TRANSFORMADOR MARCA:Trans. Mocab CUAMBA PT 7004 |  | CUAMBA | MECANHELAS | Nauanje-Fim de Linha |  | 15º 13' 41.989" S | -41º -52' -54.71" W | 200 | 33KV | 400V | 3 | 2010 | Trans. Mocab | 904911 | 991 | 45 | 844.5522 | 146.4478 | 146447.7778 |  | 38 | 49.55 | 49550 | 941.45 | 2.222% | 20.9211 | 167.3689 | 823.6311
10141103 | PMT | TRANSFORMADOR | PT 7006 | TRANSFORMADOR MARCA:ACTOM CUAMBA PT 7006 |  | CUAMBA | MECANHELAS | B. Mangaze |  | 15º 11' 0.363" S | -41º -52' -37.548" W | 50 | 33KV | 400V | 3 | 2010 | ACTOM | 03242/02/007 | 643 | 45 | 547.9789 | 95.0211 | 95021.1111 |  | 38 | 32.15 | 32150 | 610.85 | 2.222% | 13.5744 | 108.5956 | 534.4044
10141103 | PMT | TRANSFORMADOR | PT 7007 | TRANSFORMADOR MARCA:ACTOM CUAMBA PT 7007 |  | CUAMBA | MECANHELAS | B. Chaca |  | 15º 10' 5.443" S | -41º -54' -11.841" W | 50 | 33KV | 400V | 3 | 2010 | ACTOM | 03242/02/010 | 643 | 45 | 547.9789 | 95.0211 | 95021.1111 |  | 38 | 32.15 | 32150 | 610.85 | 2.222% | 13.5744 | 108.5956 | 534.4044
10141103 | PMT | TRANSFORMADOR | PT 7008 | TRANSFORMADOR MARCA:ACTOM CUAMBA PT 7008 |  | CUAMBA | MECANHELAS | B. Jemusse |  | 15º 8' 39.245" S | -41º -55' -45.654" W | 100 | 33KV | 400V | 3 | 2010 | ACTOM | 0303242/03/007 | 763 | 45 | 650.2456 | 112.7544 | 112754.4444 |  | 38 | 38.15 | 38150 | 724.85 | 2.222% | 16.1078 | 128.8622 | 634.1378
10141103 | PMT | TRANSFORMADOR | PT 7009 | TRANSFORMADOR MARCA:Tusco Trafo CUAMBA PT 7009 |  | CUAMBA | MECANHELAS | B. Kumulique |  | 15º 1' 51.143" S | -41º -53' -4.804" W | 50 | 33KV | 400V | 3 | 2010 | Tusco Trafo | 11325FE | 643 | 45 | 547.9789 | 95.0211 | 95021.1111 |  | 38 | 32.15 | 32150 | 610.85 | 2.222% | 13.5744 | 108.5956 | 534.4044
10141103 | PMT | TRANSFORMADOR | PT 7010 | TRANSFORMADOR MARCA:Tusco Trafo CUAMBA PT 7010 |  | CUAMBA | MECANHELAS | B. Tobue |  | 15º 3' 11.58" S | -36º -3' -30.262" W | 100 | 33KV | 400V | 3 | 2010 | Tusco Trafo | 11325FE | 763 | 45 | 650.2456 | 112.7544 | 112754.4444 |  | 38 | 38.15 | 38150 | 724.85 | 2.222% | 16.1078 | 128.8622 | 634.1378
10141103 | PMT | TRANSFORMADOR | PT 7011 | TRANSFORMADOR MARCA:FST CUAMBA PT 7011 |  | CUAMBA | MECANHELAS | Manhungua |  | 15º 3' 11.58" S | -36º -6' -33.85" W | 100 | 33KV | 400V | 3 | 2010 | FST | TB1504035 | 763 | 45 | 650.2456 | 112.7544 | 112754.4444 |  | 38 | 38.15 | 38150 | 724.85 | 2.222% | 16.1078 | 128.8622 | 634.1378
10141103 | PMT | TRANSFORMADOR | PT 7012 | TRANSFORMADOR MARCA:Beta CUAMBA PT 7012 |  | CUAMBA | MECANHELAS | Caronga |  | 14º 57' 9.489" S | -36º -9' -49.16" W | 160 | 33KV | 400V | 3 | 2010 | Beta | 21311248 | 991 | 45 | 844.5522 | 146.4478 | 146447.7778 |  | 38 | 49.55 | 49550 | 941.45 | 2.222% | 20.9211 | 167.3689 | 823.6311
10141103 | PMT | TRANSFORMADOR | PT 7013 | TRANSFORMADOR MARCA:ACTOM CUAMBA PT 7013 |  | CUAMBA | MECANHELAS | Namaquita/Macedo |  | 14º 56' 47.014" S | -36º -11' -17.877" W | 100 | 33KV | 400V | 3 | 2010 | ACTOM | 11325FE | 763 | 45 | 650.2456 | 112.7544 | 112754.4444 |  | 38 | 38.15 | 38150 | 724.85 | 2.222% | 16.1078 | 128.8622 | 634.1378
10141103 | PMT | TRANSFORMADOR | PT 7014 | TRANSFORMADOR MARCA:Tusco Trafo CUAMBA PT 7014 |  | CUAMBA | MECANHELAS | Muchiri |  | 15º 0' 32.199" S | -41º -57' -45.756" W | 100 | 33KV | 400V | 3 | 2010 | Tusco Trafo | 03267/03/001 | 763 | 45 | 650.2456 | 112.7544 | 112754.4444 |  | 38 | 38.15 | 38150 | 724.85 | 2.222% | 16.1078 | 128.8622 | 634.1378
10141103 | PMT | TRANSFORMADOR | PT 7015 | TRANSFORMADOR MARCA:ACTOM CUAMBA PT 7015 |  | CUAMBA | MECANHELAS | Chipossi |  | 14º 59' 41.299" S | -41º -54' -5.307" W | 50 | 33KV | 400V | 3 | 2010 | ACTOM | k008503 | 643 | 45 | 547.9789 | 95.0211 | 95021.1111 |  | 38 | 32.15 | 32150 | 610.85 | 2.222% | 13.5744 | 108.5956 | 534.4044
10141103 | PMT | TRANSFORMADOR | PT 7016 | TRANSFORMADOR MARCA:Trans. Mocab CUAMBA PT 7016 |  | CUAMBA | MECANHELAS | B. Chinguo 1 |  | 14º 59' 28.831" S | -41º -53' -46.141" W | 200 | 33KV | 400V | 3 | 2010 | Trans. Mocab | 904917 | 991 | 45 | 844.5522 | 146.4478 | 146447.7778 |  | 38 | 49.55 | 49550 | 941.45 | 2.222% | 20.9211 | 167.3689 | 823.6311
10141103 | PMT | TRANSFORMADOR | PT 7017 | TRANSFORMADOR MARCA:Power touch CUAMBA PT 7017 |  | CUAMBA | MECANHELAS | B. Chinguo 2 |  | 14º 59' 11.955" S | -41º -53' -25.879" W | 100 | 33KV | 400V | 3 | 2010 | Power touch | 10885401/01 | 763 | 45 | 650.2456 | 112.7544 | 112754.4444 |  | 38 | 38.15 | 38150 | 724.85 | 2.222% | 16.1078 | 128.8622 | 634.1378
10141103 | PMT | TRANSFORMADOR | PT 7018 | TRANSFORMADOR MARCA:ACTOM CUAMBA PT 7018 |  | CUAMBA | MECANHELAS | Namicopo |  | 15º 1' 28.609" S | -41º -58' -2.925" W | 50 | 33KV | 400V | 3 | 2010 | ACTOM | 03242/02/017 | 643 | 45 | 547.9789 | 95.0211 | 95021.1111 |  | 38 | 32.15 | 32150 | 610.85 | 2.222% | 13.5744 | 108.5956 | 534.4044
10141103 | PMT | TRANSFORMADOR | PT7019 | TRANSFORMADOR MARCA:Trans. Mocab. CUAMBA PT7019 |  | CUAMBA | MECANHELAS | Berro PT |  | 14º 52' 10.899" S | -36º -20' -11.736" W | 50 | 33KV | 400V | 3 | 2010 | Trans. Mocab. | DAMAGED PLATE | 643 | 45 | 547.9789 | 95.0211 | 95021.1111 |  | 38 | 32.15 | 32150 | 610.85 | 2.222% | 13.5744 | 108.5956 | 534.4044
10141103 | PMT | TRANSFORMADOR | PT7004 | TRANSFORMADOR MARCA:Fuji Electric CUAMBA PT7004 |  | CUAMBA | MECANHELAS | B.Insaca no BCI PTS |  | 82º 4' 24.822" S | -59º -29' -18.394" W | 100 | 33KV | 400V | 3 | 2010 | Fuji Electric | 11325FE | 763 | 45 | 650.2456 | 112.7544 | 112754.4444 |  | 38 | 38.15 | 38150 | 724.85 | 2.222% | 16.1078 | 128.8622 | 634.1378
10141103 | PMT | TRANSFORMADOR | PT8001 | TRANSFORMADOR MARCA:ASTOR CUAMBA PT8001 |  | CUAMBA | MAUA | B. Cimento PT perto do escritorio |  | 13º 52' 12.953" S | -37º -9' -35.482" W | 250 | 33KV | 400V | 3 | 2010 | ASTOR | 17-05021 | 991 | 45 | 844.5522 | 146.4478 | 146447.7778 |  | 38 | 49.55 | 49550 | 941.45 | 2.222% | 20.9211 | 167.3689 | 823.6311
10141103 | PMT | TRANSFORMADOR | PT8002 | TRANSFORMADOR MARCA:Fuji Electric CUAMBA PT8002 |  | CUAMBA | MAUA | B.3 de Fevereiro perto da escola |  | 13º 52' 16.903" S | -37º -9' -15.67" W | 100 | 33KV | 400V | 3 | 2010 | Fuji Electric | 11325FE | 763 | 45 | 650.2456 | 112.7544 | 112754.4444 |  | 38 | 38.15 | 38150 | 724.85 | 2.222% | 16.1078 | 128.8622 | 634.1378
10141103 | PMT | TRANSFORMADOR | PT8003 | TRANSFORMADOR MARCA:Fuji Electric CUAMBA PT8003 |  | CUAMBA | MAUA | B. De Cafezeiro PT 8002 |  | 13º 51' 52.817" S | -37º -10' -6.478" W | 100 | 33KV | 400V | 3 | 2010 | Fuji Electric | 11325FE | 763 | 45 | 650.2456 | 112.7544 | 112754.4444 |  | 38 | 38.15 | 38150 | 724.85 | 2.222% | 16.1078 | 128.8622 | 634.1378
10141103 | PMT | TRANSFORMADOR | PT8004 | TRANSFORMADOR MARCA:Fuji Electric CUAMBA PT8004 |  | CUAMBA | MAUA | B. Mugoma PT 8004 |  | 13º 40' 11.953" S | -37º -20' -8.36" W | 100 | 33KV | 400V | 3 | 2010 | Fuji Electric | 11325FE | 763 | 45 | 650.2456 | 112.7544 | 112754.4444 |  | 38 | 38.15 | 38150 | 724.85 | 2.222% | 16.1078 | 128.8622 | 634.1378
10141103 | PMT | TRANSFORMADOR | PT8005 | TRANSFORMADOR MARCA:ACTOM CUAMBA PT8005 |  | CUAMBA | MAUA | Missao PT 8003 |  | 13º 45' 9.422" S | -37º -12' -45.606" W | 50 | 33KV | 400V | 3 | 2010 | ACTOM | 03242/02/013 | 643 | 45 | 547.9789 | 95.0211 | 95021.1111 |  | 38 | 32.15 | 32150 | 610.85 | 2.222% | 13.5744 | 108.5956 | 534.4044
10141103 | PMT | TRANSFORMADOR | 25 | TRANSFORMADOR MARCA:TUSCO NACALA 25 |  | NACALA | Nacala-Porto | Murrupelane |  | 14°39.358 | 40°40.601 | 32 | 33KV | 400V | 3 | 2010 | TUSCO | 487784 | 643 | 45 | 547.9789 | 95.0211 | 95021.1111 |  | 38 | 32.15 | 32150 | 610.85 | 2.222% | 13.5744 | 108.5956 | 534.4044
10141103 | PMT | TRANSFORMADOR | 26 | TRANSFORMADOR MARCA:ITB MONAPO 26 |  | MONAPO | Meconta | Nacavala |  | 15°00.035 | 39°40.396 | 160 | 33KV | 400V | 3 | 2010 | ITB | 605691 | 991 | 45 | 844.5522 | 146.4478 | 146447.7778 |  | 38 | 49.55 | 49550 | 941.45 | 2.222% | 20.9211 | 167.3689 | 823.6311
10141103 | PMT | TRANSFORMADOR | 27 | TRANSFORMADOR MARCA:TUSCO MONAPO 27 |  | MONAPO | Nacaroa | Nacaroa-Entrada |  | 14°22.421 | 39°54.712 | 160 | 33KV | 400V | 3 | 2010 | TUSCO | 541791 | 991 | 45 | 844.5522 | 146.4478 | 146447.7778 |  | 38 | 49.55 | 49550 | 941.45 | 2.222% | 20.9211 | 167.3689 | 823.6311
10141103 | PMT | TRANSFORMADOR | 28 | TRANSFORMADOR MARCA:TUSCO MONAPO 28 |  | MONAPO | Nacaroa | Nacaroa-Vila |  | 14°22.293 | 39°55.124 | 160 | 33KV | 400V | 3 | 2010 | TUSCO | 541784 | 991 | 45 | 844.5522 | 146.4478 | 146447.7778 |  | 38 | 49.55 | 49550 | 941.45 | 2.222% | 20.9211 | 167.3689 | 823.6311
10141103 | PMT | TRANSFORMADOR | No Label | TRANSFORMADOR MARCA:Powertech Inhambane No Label |  | Inhambane | Inhambane |  |  | 35,40828 | -23,86941 | 200 | 33 | 0.4 | 3Φ | 2010 | Powertech | 20679305/01 | 991 | 45 | 844.5522 | 146.4478 | 146447.7778 |  | 38 | 49.55 | 49550 | 941.45 | 2.222% | 20.9211 | 167.3689 | 823.6311
10141103 | PMT | TRANSFORMADOR | No Label | TRANSFORMADOR MARCA:Powertech Inhambane No Label |  | Inhambane | Inhambane |  |  | 35,43235 | -23,88251 | 160 | 33 | 0.4 | 3Φ | 2010 | Powertech | 20681101/03 | 991 | 45 | 844.5522 | 146.4478 | 146447.7778 |  | 38 | 49.55 | 49550 | 941.45 | 2.222% | 20.9211 | 167.3689 | 823.6311
10141103 | PMT | TRANSFORMADOR | PTS 305 | TRANSFORMADOR MARCA:Powertech PTS 305 PTS 305 |  | PTS 305 | BOANE |  |  | 32,42193 | -25,01971 | 315 | 33 | 0.44 | 3Φ | 2010 | Powertech | 20686503/02 | 1039 | 45 | 885.4589 | 153.5411 | 153541.1111 |  | 38 | 51.95 | 51950 | 987.05 | 2.222% | 21.9344 | 175.4756 | 863.5244
10141103 | PMT | TRANSFORMADOR | No Label | TRANSFORMADOR MARCA:itb PTS No Label |  | PTS | BOANE |  |  | 32,42343 | -25,98688 | 250 | 33 | 0.4 | 3Φ | 2010 | itb | 689603 | 991 | 45 | 844.5522 | 146.4478 | 146447.7778 |  | 38 | 49.55 | 49550 | 941.45 | 2.222% | 20.9211 | 167.3689 | 823.6311
10141103 | PMT | TRANSFORMADOR | PTS 831 | TRANSFORMADOR MARCA:? PTS 831 PTS 831 |  | PTS 831 | BOANE |  |  | 32,40127 | -25,97875 | 200 | 33 | 0.4 | 3Φ | 2010 | ? | 103342009 | 991 | 45 | 844.5522 | 146.4478 | 146447.7778 |  | 38 | 49.55 | 49550 | 941.45 | 2.222% | 20.9211 | 167.3689 | 823.6311
10141103 | PMT | TRANSFORMADOR | PT 10R | TRANSFORMADOR MARCA:EFACEC PT 10R PT 10R |  | PT 10R | Mabukwane |  |  |  |  | 500 | 33 | 0.4 | 3Ø | 2010 | EFACEC | K005458.02 | 1200 | 45 | 1022.6667 | 177.3333 | 177333.3333 |  | 38 | 60 | 60000 | 1140 | 2.222% | 25.3333 | 202.6667 | 997.3333
10141103 | PMT | TRANSFORMADOR | PT 439 | TRANSFORMADOR MARCA:ITB PT 439 PT 439 |  | PT 439 | Mahotas |  |  |  |  | 630 | 11 | 0.4 | 3Ø | 2010 | ITB | 629763 | 1016 | 45 | 865.8578 | 150.1422 | 150142.2222 |  | 38 | 50.8 | 50800 | 965.2 | 2.222% | 21.4489 | 171.5911 | 844.4089
10141103 | PMT | TRANSFORMADOR | PT 65R | TRANSFORMADOR MARCA:POWERTECH PT 65R PT 65R |  | PT 65R | Zimpeto |  |  | 32.576262 | -25.847227 | 500 | 33 | 0.4 | 3Ø | 2010 | POWERTECH | 30738001/03 | 1200 | 45 | 1022.6667 | 177.3333 | 177333.3333 |  | 38 | 60 | 60000 | 1140 | 2.222% | 25.3333 | 202.6667 | 997.3333
10141103 | PMT | TRANSFORMADOR | PT 232R | TRANSFORMADOR MARCA:ITB PT 232R PT 232R |  | PT 232R | Magoanine B |  |  | 32.611805 | -25.848307 | 315 | 33 | 0.4 | 3Ø | 2010 | ITB | 689582 | 1039 | 45 | 885.4589 | 153.5411 | 153541.1111 |  | 38 | 51.95 | 51950 | 987.05 | 2.222% | 21.9344 | 175.4756 | 863.5244
10141103 | PMT | TRANSFORMADOR | PTS 442 | TRANSFORMADOR MARCA:Oil Immersed Distribution Transformers PTS 442 PTS 442 |  | PTS 442 | Vale de Infulene |  |  | 32.534426 | -25.912770 | 160 | 33 | 0.4 | 3Ø | 2010 | Oil Immersed Distribution Transformers | 1033416024 | 991 | 45 | 844.5522 | 146.4478 | 146447.7778 |  | 38 | 49.55 | 49550 | 941.45 | 2.222% | 20.9211 | 167.3689 | 823.6311
10141103 | PMT | TRANSFORMADOR | PT 162 | TRANSFORMADOR MARCA:POWERTECH PT 162 PT 162 |  | PT 162 | Infulene D |  |  | 32.527720 | -25.901366 | 315 | 33 | 0.4 | 3Ø | 2010 | POWERTECH | 20690303/02 | 1039 | 45 | 885.4589 | 153.5411 | 153541.1111 |  | 38 | 51.95 | 51950 | 987.05 | 2.222% | 21.9344 | 175.4756 | 863.5244
10141103 | PMT | TRANSFORMADOR | PTS 163 | TRANSFORMADOR MARCA:POWERTECH PTS 163 PTS 163 |  | PTS 163 | Infulene D |  |  | 32.524686 | -25.901593 | 200 | 33 | 0.4 | 3Ø | 2010 | POWERTECH | 20685404/01 | 991 | 45 | 844.5522 | 146.4478 | 146447.7778 |  | 38 | 49.55 | 49550 | 941.45 | 2.222% | 20.9211 | 167.3689 | 823.6311
10141103 | PMT | TRANSFORMADOR | PTS 160 | TRANSFORMADOR MARCA:" PTS 160 PTS 160 |  | PTS 160 | Infulene D |  |  | 32.521852 | -25.899586 | 500 | 33 | 0.4 | 3Ø | 2010 | " | 30726802/02 | 1200 | 45 | 1022.6667 | 177.3333 | 177333.3333 |  | 38 | 60 | 60000 | 1140 | 2.222% | 25.3333 | 202.6667 | 997.3333
10141103 | PMT | TRANSFORMADOR | PTS 475 | TRANSFORMADOR MARCA:POWERTECH PTS 475 PTS 475 |  | PTS 475 | Ndlavela |  |  | 32.523886 | -25.890257 | 315 | 33 | 0.4 | 3Ø | 2010 | POWERTECH | 20679604/01 | 1039 | 45 | 885.4589 | 153.5411 | 153541.1111 |  | 38 | 51.95 | 51950 | 987.05 | 2.222% | 21.9344 | 175.4756 | 863.5244
10141103 | PMT | TRANSFORMADOR | PTS 164 | TRANSFORMADOR MARCA:POWERTECH PTS 164 PTS 164 |  | PTS 164 | Infulene D |  |  | 32.529457 | -25.896784 | 315 | 33 | 0.4 | 3Ø | 2010 | POWERTECH | 20694203/02 | 1039 | 45 | 885.4589 | 153.5411 | 153541.1111 |  | 38 | 51.95 | 51950 | 987.05 | 2.222% | 21.9344 | 175.4756 | 863.5244
10141103 | PMT | TRANSFORMADOR | PTS 171 | TRANSFORMADOR MARCA:ITB PTS 171 PTS 171 |  | PTS 171 | Ndlavela |  |  | 32.535202 | -25.892212 | 315 | 33 | 0.4 | 3Ø | 2010 | ITB | 782647 | 1039 | 45 | 885.4589 | 153.5411 | 153541.1111 |  | 38 | 51.95 | 51950 | 987.05 | 2.222% | 21.9344 | 175.4756 | 863.5244
10141103 | PMT | TRANSFORMADOR | PTS 429 | TRANSFORMADOR MARCA:Oil Immersed Distribution Transformers PTS 429 PTS 429 |  | PTS 429 | Zona Verde |  |  | 32.553735 | -25.878698 | 160 | 33 | 0.4 | 3Ø | 2010 | Oil Immersed Distribution Transformers | 1033416022 | 991 | 45 | 844.5522 | 146.4478 | 146447.7778 |  | 38 | 49.55 | 49550 | 941.45 | 2.222% | 20.9211 | 167.3689 | 823.6311
10141103 | PMT | TRANSFORMADOR | PTS 254 | TRANSFORMADOR MARCA:FUJI TUSCO PTS 254 PTS 254 |  | PTS 254 | Zona Verde |  |  | 32.557384 | -25.877026 | 160 | 33 | 0.4 | 3Ø | 2010 | FUJI TUSCO | 1033416022 | 991 | 45 | 844.5522 | 146.4478 | 146447.7778 |  | 38 | 49.55 | 49550 | 941.45 | 2.222% | 20.9211 | 167.3689 | 823.6311
10141103 | PMT | TRANSFORMADOR | PTS 209 | TRANSFORMADOR MARCA:ITB PTS 209 PTS 209 |  | PTS 209 | Zona Verde |  |  | 32.553970 | -25.870761 | 315 | 33 | 0.4 | 3Ø | 2010 | ITB | 689584 | 1039 | 45 | 885.4589 | 153.5411 | 153541.1111 |  | 38 | 51.95 | 51950 | 987.05 | 2.222% | 21.9344 | 175.4756 | 863.5244
10141103 | PMT | TRANSFORMADOR | PTS 74 | TRANSFORMADOR MARCA:Oil Immersed Distribution Transformers PTS 74 PTS 74 |  | PTS 74 | Matola | Liberdade |  | 32.458398 | -25.911746 | 160 | 33 | 0.4 | 3Ø | 2010 | Oil Immersed Distribution Transformers | 1033416016 | 991 | 45 | 844.5522 | 146.4478 | 146447.7778 |  | 38 | 49.55 | 49550 | 941.45 | 2.222% | 20.9211 | 167.3689 | 823.6311
10141103 | AT | TRANSFORMADOR AUXILIAR |  | TRANSFORMADOR AUXILIAR MARCA:POWERTECH Munhava | SOFALA | Munhava | Beira | Sofala | n/a | S 19°48'26.02" | E 034°51'09.28" | 50 | 22 | 0.4 | 3 | 2010 | POWERTECH | 20691901/01 | 643 | 45 | 547.9789 | 95.0211 | 95021.1111 |  | 38 | 32.15 | 32150 | 610.85 | 2.222% | 13.5744 | 108.5956 | 534.4044
10141103 | AT | TRANSFORMADOR AUXILIAR |  | TRANSFORMADOR AUXILIAR MARCA:ABB MACOMIA |  | MACOMIA | MACOMIA | MACOMIA |  | S 12˚14'24,4'' | E040˚09'48,0'' | 250 | 33 | 0.4 | 3 | 2010 | ABB | 1LVN2100009 | 991 | 45 | 844.5522 | 146.4478 | 146447.7778 |  | 38 | 49.55 | 49550 | 941.45 | 2.222% | 20.9211 | 167.3689 | 823.6311
10141103 | MS | MINISUBESTAÇÃO | PT395 | MINISUBESTAÇÃO MARCA:EFACEC PT395 PT395 |  | PT395 | Maputo City |  | Maguigioana Av |  |  | 100 | 11 | 0.4 | 3Ø | 2011 | EFACEC |  | 1733 | 45 | 1513.4867 | 219.5133 | 219513.3333 |  | 39 | 86.65 | 86650 | 1646.35 | 2.222% | 36.5856 | 256.0989 | 1476.9011
10141103 | MS | MINISUBESTAÇÃO | PT 292 | MINISUBESTAÇÃO MARCA:EFACEC PT 292 PT 292 |  | PT 292 | Maputo City |  | Fillipe S. Magaia |  |  | 500 | 11 | 0.4 | 3Ø | 2011 | EFACEC |  | 2426 | 45 | 2118.7067 | 307.2933 | 307293.3333 |  | 39 | 121.3 | 121300 | 2304.7 | 2.222% | 51.2156 | 358.5089 | 2067.4911
10141103 | MS | MINISUBESTAÇÃO | PT 391 | MINISUBESTAÇÃO MARCA:EFACEC PT 391 PT 391 |  | PT 391 | Maputo City |  | Guerra Popular |  |  | 500 | 11 | 0.4 | 3Ø | 2011 | EFACEC |  | 2426 | 45 | 2118.7067 | 307.2933 | 307293.3333 |  | 39 | 121.3 | 121300 | 2304.7 | 2.222% | 51.2156 | 358.5089 | 2067.4911
10141103 | MS | MINISUBESTAÇÃO | PT 13 | MINISUBESTAÇÃO MARCA:EFACEC PT 13 PT 13 |  | PT 13 | Maputo City |  | " |  |  | 500 | 11 | 0.4 | 3Ø | 2011 | EFACEC | 3387 | 2426 | 45 | 2118.7067 | 307.2933 | 307293.3333 |  | 39 | 121.3 | 121300 | 2304.7 | 2.222% | 51.2156 | 358.5089 | 2067.4911
10141103 | MS | MINISUBESTAÇÃO | PTS 155 | MINISUBESTAÇÃO MARCA:EFACEC PTS 155 PTS 155 |  | PTS 155 | Maputo City |  | Eduardo Mondlane |  |  | 500 | 11 | 0.4 | 3Ø | 2011 | EFACEC | U/S | 2426 | 45 | 2118.7067 | 307.2933 | 307293.3333 |  | 39 | 121.3 | 121300 | 2304.7 | 2.222% | 51.2156 | 358.5089 | 2067.4911
10141103 | MS | MINISUBESTAÇÃO | PT 347 | MINISUBESTAÇÃO MARCA:EFACEC PT 347 PT 347 |  | PT 347 | Maputo City |  | Josina Machael/Fillipe S. Magaia |  |  | 315 | 11 | 0.4 | 3Ø | 2011 | EFACEC | F000724_03 | 1213 | 45 | 1059.3533 | 153.6467 | 153646.6667 |  | 39 | 60.65 | 60650 | 1152.35 | 2.222% | 25.6078 | 179.2544 | 1033.7456
10141103 | MS | MINISUBESTAÇÃO | PT 396 | MINISUBESTAÇÃO MARCA:EFACEC PT 396 PT 396 |  | PT 396 | Maputo City |  | Ahmed S. Toure/Romao F. Farinha |  |  | 500 | 11 | 0.4 | 3Ø | 2011 | EFACEC |  | 2426 | 45 | 2118.7067 | 307.2933 | 307293.3333 |  | 39 | 121.3 | 121300 | 2304.7 | 2.222% | 51.2156 | 358.5089 | 2067.4911
10141103 | MS | MINISUBESTAÇÃO | PT 317 | MINISUBESTAÇÃO MARCA:ITB PT 317 PT 317 |  | PT 317 | Maxaquene |  |  |  |  | 315 | 11 | 0.4 | 3Ø | 2011 | ITB | 756450 | 1213 | 45 | 1059.3533 | 153.6467 | 153646.6667 |  | 39 | 60.65 | 60650 | 1152.35 | 2.222% | 25.6078 | 179.2544 | 1033.7456
10141103 | MS | MINISUBESTAÇÃO | PT 365 | MINISUBESTAÇÃO MARCA:EFACEC PT 365 PT 365 |  | PT 365 | Maxaquene |  |  |  |  | 500 | 11 | 0.4 | 3Ø | 2011 | EFACEC |  | 2426 | 45 | 2118.7067 | 307.2933 | 307293.3333 |  | 39 | 121.3 | 121300 | 2304.7 | 2.222% | 51.2156 | 358.5089 | 2067.4911
10141103 | MS | MINISUBESTAÇÃO | PT 341 | MINISUBESTAÇÃO MARCA: PT 341 |  |  | Maputo |  |  | 32,5877927 | -25,9711006 | 500 | 11 | 0,7 | 3Φ | 2011 |  |  | 2426 | 45 | 2118.7067 | 307.2933 | 307293.3333 |  | 39 | 121.3 | 121300 | 2304.7 | 2.222% | 51.2156 | 358.5089 | 2067.4911
10141103 | MS | MINISUBESTAÇÃO | PT 340 | MINISUBESTAÇÃO MARCA: PT 340 |  |  | Maputo |  |  | 32,5940466 | -25,9747522 | 500 | 11 | 0,4 | 3Φ | 2011 |  |  | 2426 | 45 | 2118.7067 | 307.2933 | 307293.3333 |  | 39 | 121.3 | 121300 | 2304.7 | 2.222% | 51.2156 | 358.5089 | 2067.4911
10141103 | MS | MINISUBESTAÇÃO | PTS 190 | MINISUBESTAÇÃO MARCA:Trans Electron PTS 190 |  |  | Maputo |  |  | 32,5866122 | -25,9735395 | 500 | 11 | 0,4 | 3Φ | 2011 | Trans Electron | 201103 | 2426 | 45 | 2118.7067 | 307.2933 | 307293.3333 |  | 39 | 121.3 | 121300 | 2304.7 | 2.222% | 51.2156 | 358.5089 | 2067.4911
10141103 | MS | MINISUBESTAÇÃO | PTS 202 | MINISUBESTAÇÃO MARCA:Transformer Switchgear Services PTS 202 |  |  | Maputo |  |  | 32,5813400 | -25,9124479 | 630 | 11 | 0,7 | 3Φ | 2011 | Transformer Switchgear Services | T15380 | 2772 | 45 | 2420.88 | 351.12 | 351120 |  | 39 | 138.6 | 138600 | 2633.4 | 2.222% | 58.52 | 409.64 | 2362.36
10141103 | MS | MINISUBESTAÇÃO | PTS 15 | MINISUBESTAÇÃO MARCA: PTS 15 |  |  | Maputo |  |  | 32,5798247 | -25,9695353 | 630 | 11 | 0,8 | 3Φ | 2011 |  |  | 2772 | 45 | 2420.88 | 351.12 | 351120 |  | 39 | 138.6 | 138600 | 2633.4 | 2.222% | 58.52 | 409.64 | 2362.36
10141103 | MS | MINISUBESTAÇÃO | PTS 190 | MINISUBESTAÇÃO MARCA:Trans Electron PTS 190 |  |  | Maputo |  |  | 32,5866122 | -25,9735395 | 500 | 11 | 0,4 | 3Φ | 2011 | Trans Electron | 201103 | 2426 | 45 | 2118.7067 | 307.2933 | 307293.3333 |  | 39 | 121.3 | 121300 | 2304.7 | 2.222% | 51.2156 | 358.5089 | 2067.4911
10141103 | MS | MINISUBESTAÇÃO | PT 352 | MINISUBESTAÇÃO MARCA: PT 352 | Kamubucuane |  | Maputo |  |  | 32,5592058 | -25,9562732 | 500 | 11 | 0,4 | 3Φ | 2011 |  |  | 2426 | 45 | 2118.7067 | 307.2933 | 307293.3333 |  | 39 | 121.3 | 121300 | 2304.7 | 2.222% | 51.2156 | 358.5089 | 2067.4911
10141103 | MS | MINISUBESTAÇÃO | PT 9 | MINISUBESTAÇÃO MARCA: PT 9 | Guava |  | Maputo |  |  | 32,5824577 | -25,8265236 | 500 | 11 | 0.4 | 3Φ | 2011 |  |  | 2426 | 45 | 2118.7067 | 307.2933 | 307293.3333 |  | 39 | 121.3 | 121300 | 2304.7 | 2.222% | 51.2156 | 358.5089 | 2067.4911
10141103 | GMT | TRANSFORMADOR |  | TRANSFORMADOR MARCA:EFACEC SE MOVEL | TETE | SE MOVEL | TETE | BANCA CELSO |  | 564217.995 | 8214645.201 | 315 | 33 | 0.4 | 3 | 2011 | EFACEC | 764.08 | 1039 | 45 | 907.3933 | 131.6067 | 131606.6667 |  | 39 | 51.95 | 51950 | 987.05 | 2.222% | 21.9344 | 153.5411 | 885.4589
10141103 | GMT | TRANSFORMADOR |  | TRANSFORMADOR MARCA:ASEA SE-MATUNDO | TETE | SE-MATUNDO | TETE | BASE AREA 2 |  | 567829.252 | 8217552.158 | 200 | 33 | 0.4 | 3 | 2011 | ASEA | 40627 | 991 | 45 | 865.4733 | 125.5267 | 125526.6667 |  | 39 | 49.55 | 49550 | 941.45 | 2.222% | 20.9211 | 146.4478 | 844.5522
10141103 | GMT | TRANSFORMADOR |  | TRANSFORMADOR MARCA:HB SE-MATAMBO | TETE | SE-MATAMBO | TETE | BOROMA 2 |  | 547057.880 | 8225625.200 | 160 | 33 | 0.4 | 3 | 2011 | HB | 735107 | 991 | 45 | 865.4733 | 125.5267 | 125526.6667 |  | 39 | 49.55 | 49550 | 941.45 | 2.222% | 20.9211 | 146.4478 | 844.5522
10141103 | GMT | TRANSFORMADOR | 150 | TRANSFORMADOR MARCA: 150 |  |  | Meconta | Corrane |  | 15°26.168´ | 039°37.853´ | 100 | 33 | 400V | 3 | 2011 |  |  | 763 | 45 | 666.3533 | 96.6467 | 96646.6667 |  | 39 | 38.15 | 38150 | 724.85 | 2.222% | 16.1078 | 112.7544 | 650.2456
10141103 | GMT | TRANSFORMADOR | 151 | TRANSFORMADOR MARCA: 151 |  |  | Liupo | Mocone |  | 15°35.337´ | 039°51.072´ | 100 | 33 | 400V | 3 | 2011 |  |  | 763 | 45 | 666.3533 | 96.6467 | 96646.6667 |  | 39 | 38.15 | 38150 | 724.85 | 2.222% | 16.1078 | 112.7544 | 650.2456
10141103 | GMT | TRANSFORMADOR | 152 | TRANSFORMADOR MARCA: 152 |  |  | Liupo | Liupo(3 de Fevereiro) |  | 15°36.436´ | 039°56.755´ | 100 | 33 | 400V | 3 | 2011 |  |  | 763 | 45 | 666.3533 | 96.6467 | 96646.6667 |  | 39 | 38.15 | 38150 | 724.85 | 2.222% | 16.1078 | 112.7544 | 650.2456
10141103 | GMT | TRANSFORMADOR | 153 | TRANSFORMADOR MARCA: 153 |  |  | Meconta | Corrane |  | 15°27.572´ | 039°37.348´ | 100 | 33 | 400V | 3 | 2011 |  |  | 763 | 45 | 666.3533 | 96.6467 | 96646.6667 |  | 39 | 38.15 | 38150 | 724.85 | 2.222% | 16.1078 | 112.7544 | 650.2456
10141103 | GMT | TRANSFORMADOR | 154 | TRANSFORMADOR MARCA: 154 |  |  | Liupo | Liupo(Carrupeia) |  | 15°36.008´ | 039°56.449´ | 100 | 33 | 400V | 3 | 2011 |  |  | 763 | 45 | 666.3533 | 96.6467 | 96646.6667 |  | 39 | 38.15 | 38150 | 724.85 | 2.222% | 16.1078 | 112.7544 | 650.2456
10141103 | GMT | TRANSFORMADOR | 155 | TRANSFORMADOR MARCA: 155 |  |  | Liupo | Liupo |  | 15⁰10.104’ | 039⁰15.834’ | 100 | 33 | 400V | 3 | 2011 |  |  | 763 | 45 | 666.3533 | 96.6467 | 96646.6667 |  | 39 | 38.15 | 38150 | 724.85 | 2.222% | 16.1078 | 112.7544 | 650.2456
10141103 | GMT | TRANSFORMADOR | 157 | TRANSFORMADOR MARCA: 157 |  |  | Mogincual | Mogincual(Quixaxe) |  | 15°17.404´ | 040°06.912´ | 100 | 33 | 400V | 3 | 2011 |  |  | 763 | 45 | 666.3533 | 96.6467 | 96646.6667 |  | 39 | 38.15 | 38150 | 724.85 | 2.222% | 16.1078 | 112.7544 | 650.2456
10141103 | GMT | TRANSFORMADOR | 158 | TRANSFORMADOR MARCA: 158 |  |  | Liupo | Quinga |  | 15°49.585´ | 040°13.463´ | 100 | 33 | 400V | 3 | 2011 |  |  | 763 | 45 | 666.3533 | 96.6467 | 96646.6667 |  | 39 | 38.15 | 38150 | 724.85 | 2.222% | 16.1078 | 112.7544 | 650.2456
10141103 | GMT | TRANSFORMADOR | 167 | TRANSFORMADOR MARCA: 167 |  |  | Nampula | BAIRRO DE MURRAPANIUA - CAMPO MAI-MAI |  | 15°6'9.567" | 39°14'8.471" | 160 | 33 | 400V | 3 | 2011 |  |  | 991 | 45 | 865.4733 | 125.5267 | 125526.6667 |  | 39 | 49.55 | 49550 | 941.45 | 2.222% | 20.9211 | 146.4478 | 844.5522
10141103 | GMT | TRANSFORMADOR | 178 | TRANSFORMADOR MARCA: 178 |  |  | Lalaua | LALAUA NA VILA |  | S14ᵒ23.833 | E038ᵒ16.521 | 50 | 33 | 400V | 3 | 2011 |  |  | 643 | 45 | 561.5533 | 81.4467 | 81446.6667 |  | 39 | 32.15 | 32150 | 610.85 | 2.222% | 13.5744 | 95.0211 | 547.9789
10141103 | GMT | TRANSFORMADOR | 179 | TRANSFORMADOR MARCA: 179 |  |  | Lalaua | LALAUA NO ESCRITORIO DA EDM |  | S14ᵒ23.333 | E038ᵒ15.928 | 200 | 33 | 400V | 3 | 2011 |  |  | 991 | 45 | 865.4733 | 125.5267 | 125526.6667 |  | 39 | 49.55 | 49550 | 941.45 | 2.222% | 20.9211 | 146.4478 | 844.5522
10141103 | GMT | TRANSFORMADOR | 192 | TRANSFORMADOR MARCA: 192 |  |  | Nampula | AVENIDA DE TRABALHO - PRÉDIO JAMILA |  | 15°6'38.378" | 39°15'2.778" | 315 | 33 | 400V | 3 | 2011 |  |  | 1039 | 45 | 907.3933 | 131.6067 | 131606.6667 |  | 39 | 51.95 | 51950 | 987.05 | 2.222% | 21.9344 | 153.5411 | 885.4589
10141103 | GMT | TRANSFORMADOR | 193 | TRANSFORMADOR MARCA: 193 |  |  | Nampula | ZONA DE CIMENTO JARDIM CARECA- RESIDENCIAL PÊROLA |  | 15°7'39.742" | 39°12'45.342" | 500 | 11 | 400V | 3 | 2011 |  |  | 1016 | 45 | 887.3067 | 128.6933 | 128693.3333 |  | 39 | 50.8 | 50800 | 965.2 | 2.222% | 21.4489 | 150.1422 | 865.8578
10141103 | GMT | TRANSFORMADOR |  | TRANSFORMADOR MARCA:EFACEC Indoor Substation 4 | SOFALA | Indoor Substation 4 | Beira | Munhava |  | S 19°50'51,59" | E 034°52'37,1" | 5000 | 22 | 6.6 | 3 | 2011 | EFACEC | F000617 | 20419 | 45 | 17832.5933 | 2586.4067 | 2586406.6667 |  | 39 | 1020.95 | 1020950 | 19398.05 | 2.222% | 431.0678 | 3017.4744 | 17401.5256
10141103 | GMT | TRANSFORMADOR | PT107 | TRANSFORMADOR MARCA:Efacec PT107 PT107 | Manga Rua 8(Mac Mahon) | PT107 | BEIRA | SOFALA |  | 696404.1 | 7813601.9 | 200 | 22 | 0.4 | 3 | 2011 | Efacec | F000736.03 | 572 | 45 | 499.5467 | 72.4533 | 72453.3333 |  | 39 | 28.6 | 28600 | 543.4 | 2.222% | 12.0756 | 84.5289 | 487.4711
10141103 | GMT | TRANSFORMADOR | PT124 | TRANSFORMADOR MARCA:Efacec PT124 PT124 | Avenida Base Ntchinga(StandardBank) | PT124 | BEIRA | SOFALA |  | S 19°49'37.94" | E 034°50'18.83" | 200 | 22 | 0.4 | 3 | 2011 | Efacec | F000736.01 | 572 | 45 | 499.5467 | 72.4533 | 72453.3333 |  | 39 | 28.6 | 28600 | 543.4 | 2.222% | 12.0756 | 84.5289 | 487.4711
10141103 | GMT | TRANSFORMADOR | PT140 | TRANSFORMADOR MARCA:TM PT140 PT140 | Técnica Industrial Munhava | PT140 | BEIRA | SOFALA |  | S 19°48'53,18" | E 034°50'53,52" | 160 | 6.6 | 0.4 | 3 | 2011 | TM | 798239 | 572 | 45 | 499.5467 | 72.4533 | 72453.3333 |  | 39 | 28.6 | 28600 | 543.4 | 2.222% | 12.0756 | 84.5289 | 487.4711
10141103 | GMT | TRANSFORMADOR | PT204 | TRANSFORMADOR MARCA:ITB PT204 PT204 | Alfaias Agrícolas | PT204 | BEIRA | SOFALA |  | 693680.8 | 7808301.3 | 200 | 22 | 0.4 | 3 | 2011 | ITB | 756440 | 572 | 45 | 499.5467 | 72.4533 | 72453.3333 |  | 39 | 28.6 | 28600 | 543.4 | 2.222% | 12.0756 | 84.5289 | 487.4711
10141103 | GMT | TRANSFORMADOR | PTS 34 | TRANSFORMADOR MARCA:EFACEC PTS 34 PTS 34 |  | PTS 34 | Maputo City |  | " |  |  | 500 | 11 | 0.4 | 3Ø | 2011 | EFACEC |  | 1016 | 45 | 887.3067 | 128.6933 | 128693.3333 |  | 39 | 50.8 | 50800 | 965.2 | 2.222% | 21.4489 | 150.1422 | 865.8578
10141103 | GMT | TRANSFORMADOR | PT (No ID)R | TRANSFORMADOR MARCA:EFACEC PT (No ID)R PT (No ID)R |  | PT (No ID)R | Maxaquene |  |  |  |  | 315 | 33 | 0.4 | 3Ø | 2011 | EFACEC | F000764.05 | 1039 | 45 | 907.3933 | 131.6067 | 131606.6667 |  | 39 | 51.95 | 51950 | 987.05 | 2.222% | 21.9344 | 153.5411 | 885.4589
10141103 | GMT | TRANSFORMADOR | PTS 55 | TRANSFORMADOR MARCA:EFACEC PTS 55 PTS 55 |  | PTS 55 | Matola | Matola F |  | 32.464239 | -25.940189 | 630 | 33 | 0.4 | 3Ø | 2011 | EFACEC | F000746.03 | 1200 | 45 | 1048 | 152 | 152000 |  | 39 | 60 | 60000 | 1140 | 2.222% | 25.3333 | 177.3333 | 1022.6667
10141103 | GMT | TRANSFORMADOR | PT 139 | TRANSFORMADOR MARCA:Alstom PT 139 | Mashava |  | Maputo |  |  | 32,4976069 | -25,9225172 | 160 | 33 | 0,4 | 3Φ | 2011 | Alstom | 03024/02/001 | 991 | 45 | 865.4733 | 125.5267 | 125526.6667 |  | 39 | 49.55 | 49550 | 941.45 | 2.222% | 20.9211 | 146.4478 | 844.5522
10141103 | GMT | TRANSFORMADOR | 150 | TRANSFORMADOR MARCA:Power Tech 150 |  |  | Meconta | Corrane |  | 15°26.168´ | 039°37.853´ | 100 | 33 | 400V | 3 | 2011 | Power Tech | 10699502/08 | 763 | 45 | 666.3533 | 96.6467 | 96646.6667 |  | 39 | 38.15 | 38150 | 724.85 | 2.222% | 16.1078 | 112.7544 | 650.2456
10141103 | GMT | TRANSFORMADOR | 151 | TRANSFORMADOR MARCA:Power Tach 151 |  |  | Liupo | Mocone |  | 15°35.337´ | 039°51.072´ | 100 | 33 | 400V | 3 | 2011 | Power Tach | 10699502/05 | 763 | 45 | 666.3533 | 96.6467 | 96646.6667 |  | 39 | 38.15 | 38150 | 724.85 | 2.222% | 16.1078 | 112.7544 | 650.2456
10141103 | GMT | TRANSFORMADOR | 152 | TRANSFORMADOR MARCA:Power Tech 152 |  |  | Liupo | Liupo(3 de Fevereiro) |  | 15°36.436´ | 039°56.755´ | 100 | 33 | 400V | 3 | 2011 | Power Tech | 14540101/02 | 763 | 45 | 666.3533 | 96.6467 | 96646.6667 |  | 39 | 38.15 | 38150 | 724.85 | 2.222% | 16.1078 | 112.7544 | 650.2456
10141103 | GMT | TRANSFORMADOR | 153 | TRANSFORMADOR MARCA:Power Tech 153 |  |  | Meconta | Corrane |  | 15°27.572´ | 039°37.348´ | 100 | 33 | 400V | 3 | 2011 | Power Tech | 10699502/01 | 763 | 45 | 666.3533 | 96.6467 | 96646.6667 |  | 39 | 38.15 | 38150 | 724.85 | 2.222% | 16.1078 | 112.7544 | 650.2456
10141103 | GMT | TRANSFORMADOR | 154 | TRANSFORMADOR MARCA:ASTOR 154 |  |  | Liupo | Liupo(Carrupeia) |  | 15°36.008´ | 039°56.449´ | 100 | 33 | 400V | 3 | 2011 | ASTOR | 17-02197 | 763 | 45 | 666.3533 | 96.6467 | 96646.6667 |  | 39 | 38.15 | 38150 | 724.85 | 2.222% | 16.1078 | 112.7544 | 650.2456
10141103 | GMT | TRANSFORMADOR | 155 | TRANSFORMADOR MARCA:IMEFY 155 |  |  | Liupo | Liupo |  | 15⁰10.104’ | 039⁰15.834’ | 100 | 33 | 400V | 3 | 2011 | IMEFY | 134441 | 763 | 45 | 666.3533 | 96.6467 | 96646.6667 |  | 39 | 38.15 | 38150 | 724.85 | 2.222% | 16.1078 | 112.7544 | 650.2456
10141103 | GMT | TRANSFORMADOR | 157 | TRANSFORMADOR MARCA:ABB 157 |  |  | Mogincual | Mogincual(Quixaxe) |  | 15°17.404´ | 040°06.912´ | 100 | 33 | 400V | 3 | 2011 | ABB | T.24396 | 763 | 45 | 666.3533 | 96.6467 | 96646.6667 |  | 39 | 38.15 | 38150 | 724.85 | 2.222% | 16.1078 | 112.7544 | 650.2456
10141103 | GMT | TRANSFORMADOR | 158 | TRANSFORMADOR MARCA:Fuji Tusco 158 |  |  | Liupo | Quinga |  | 15°49.585´ | 040°13.463´ | 100 | 33 | 400V | 3 | 2011 | Fuji Tusco | 541785 | 763 | 45 | 666.3533 | 96.6467 | 96646.6667 |  | 39 | 38.15 | 38150 | 724.85 | 2.222% | 16.1078 | 112.7544 | 650.2456
10141103 | GMT | TRANSFORMADOR | 167 | TRANSFORMADOR MARCA:Fuji Tusco 167 |  |  | Nampula | BAIRRO DE MURRAPANIUA - CAMPO MAI-MAI |  | 15°6'9.567" | 39°14'8.471" | 160 | 33 | 400V | 3 | 2011 | Fuji Tusco | SI-11-325 | 991 | 45 | 865.4733 | 125.5267 | 125526.6667 |  | 39 | 49.55 | 49550 | 941.45 | 2.222% | 20.9211 | 146.4478 | 844.5522
10141103 | GMT | TRANSFORMADOR | 178 | TRANSFORMADOR MARCA:Power Tech 178 |  |  | Lalaua | LALAUA NA VILA |  | S14ᵒ23.833 | E038ᵒ16.521 | 50 | 33 | 400V | 3 | 2011 | Power Tech | 10625601/16 | 643 | 45 | 561.5533 | 81.4467 | 81446.6667 |  | 39 | 32.15 | 32150 | 610.85 | 2.222% | 13.5744 | 95.0211 | 547.9789
10141103 | GMT | TRANSFORMADOR | 179 | TRANSFORMADOR MARCA:Power Tech 179 |  |  | Lalaua | LALAUA NO ESCRITORIO DA EDM |  | S14ᵒ23.333 | E038ᵒ15.928 | 200 | 33 | 400V | 3 | 2011 | Power Tech | 10828602/02 | 991 | 45 | 865.4733 | 125.5267 | 125526.6667 |  | 39 | 49.55 | 49550 | 941.45 | 2.222% | 20.9211 | 146.4478 | 844.5522
10141103 | GMT | TRANSFORMADOR | 192 | TRANSFORMADOR MARCA:ITB 192 |  |  | Nampula | AVENIDA DE TRABALHO - PRÉDIO JAMILA |  | 15°6'38.378" | 39°15'2.778" | 315 | 33 | 400V | 3 | 2011 | ITB | 756429 | 1039 | 45 | 907.3933 | 131.6067 | 131606.6667 |  | 39 | 51.95 | 51950 | 987.05 | 2.222% | 21.9344 | 153.5411 | 885.4589
10141103 | GMT | TRANSFORMADOR | 193 | TRANSFORMADOR MARCA:TM 193 |  |  | Nampula | ZONA DE CIMENTO JARDIM CARECA- RESIDENCIAL PÊROLA |  | 15°7'39.742" | 39°12'45.342" | 500 | 11 | 400V | 3 | 2011 | TM | 920840 | 1016 | 45 | 887.3067 | 128.6933 | 128693.3333 |  | 39 | 50.8 | 50800 | 965.2 | 2.222% | 21.4489 | 150.1422 | 865.8578
10141103 | GMT | TRANSFORMADOR |  | TRANSFORMADOR MARCA:ITB PTS P.BRAZIL |  | PTS P.BRAZIL | QUALIMANE |  |  | S17 51 58.64 | E036 52 19.28 | 315 | 11 | 0,4 | 3 | 2011 | ITB | 756432 | 840 | 45 | 733.6 | 106.4 | 106400 |  | 39 | 42 | 42000 | 798 | 2.222% | 17.7333 | 124.1333 | 715.8667
10141103 | GMT | TRANSFORMADOR |  | TRANSFORMADOR MARCA:EFACEC PTS 1025 |  | PTS 1025 | MOCUBA |  |  | S16 47 16.67 | E037 01 01.53 | 315 | 11 | 0,4 | 3 | 2011 | EFACEC | F000732.04 | 840 | 45 | 733.6 | 106.4 | 106400 |  | 39 | 42 | 42000 | 798 | 2.222% | 17.7333 | 124.1333 | 715.8667
10141103 | GMT | TRANSFORMADOR |  | TRANSFORMADOR MARCA:EFACEC PTS BIYE-TANEGA |  | PTS BIYE-TANEGA | MOCUBA |  |  | S 16 47 58.65 | E 037 00 30.32 | 315 | 11 | 0,4 | 3 | 2011 | EFACEC |  | 840 | 45 | 733.6 | 106.4 | 106400 |  | 39 | 42 | 42000 | 798 | 2.222% | 17.7333 | 124.1333 | 715.8667
10141103 | GMT | TRANSFORMADOR |  | TRANSFORMADOR MARCA:Efacec SE11 |  | SE11 | Maputo |  |  |  |  | 12000 | 33 | 11 | 3 | 2011 | Efacec | C-0526A | 20419 | 45 | 17832.5933 | 2586.4067 | 2586406.6667 |  | 39 | 1020.95 | 1020950 | 19398.05 | 2.222% | 431.0678 | 3017.4744 | 17401.5256
10141103 | GMT | TRANSFORMADOR |  | TRANSFORMADOR MARCA:Efacec SE10 |  | SE10 | Maputo |  |  |  |  | 12000 | 33 | 11 | 3 | 2011 | Efacec | C-0523A | 20419 | 45 | 17832.5933 | 2586.4067 | 2586406.6667 |  | 39 | 1020.95 | 1020950 | 19398.05 | 2.222% | 431.0678 | 3017.4744 | 17401.5256
10141103 | PMT | TRANSFORMADOR |  | TRANSFORMADOR MARCA:PME SE-JINDAL | TETE | SE-JINDAL | CHITIMA | CAWIRA A |  | 474646.162 | 8258780.019 | 100 | 33 | 0.4 | 3 | 2011 | PME | 100050 | 763 | 45 | 666.3533 | 96.6467 | 96646.6667 |  | 39 | 38.15 | 38150 | 724.85 | 2.222% | 16.1078 | 112.7544 | 650.2456
10141103 | PMT | TRANSFORMADOR |  | TRANSFORMADOR MARCA:PME SE-JINDAL | TETE | SE-JINDAL | CHITIMA | CAWIRA A |  | 474812.194 | 8259271.657 | 100 | 33 | 0.4 | 3 | 2011 | PME | 100030 | 763 | 45 | 666.3533 | 96.6467 | 96646.6667 |  | 39 | 38.15 | 38150 | 724.85 | 2.222% | 16.1078 | 112.7544 | 650.2456
10141103 | PMT | TRANSFORMADOR |  | TRANSFORMADOR MARCA:PME SE-MANJE | TETE | SE-MANJE | MACANGA | NTEME |  | 541884.853 | 8338028.480 | 100 | 33 | 0.4 | 3 | 2011 | PME | N/A | 763 | 45 | 666.3533 | 96.6467 | 96646.6667 |  | 39 | 38.15 | 38150 | 724.85 | 2.222% | 16.1078 | 112.7544 | 650.2456
10141103 | PMT | TRANSFORMADOR |  | TRANSFORMADOR MARCA:PME SE-MANJE | TETE | SE-MANJE | MACANGA | CAMPILA |  | 542461.464 | 8338878.690 | 100 | 33 | 0.4 | 3 | 2011 | PME | 170030310 | 763 | 45 | 666.3533 | 96.6467 | 96646.6667 |  | 39 | 38.15 | 38150 | 724.85 | 2.222% | 16.1078 | 112.7544 | 650.2456
10141103 | PMT | TRANSFORMADOR |  | TRANSFORMADOR MARCA:PME SE-MANJE | TETE | SE-MANJE | MACANGA | GANDALI |  | 576000.391 | 8375252.085 | 100 | 33 | 0.4 | 3 | 2011 | PME | 17030308 | 763 | 45 | 666.3533 | 96.6467 | 96646.6667 |  | 39 | 38.15 | 38150 | 724.85 | 2.222% | 16.1078 | 112.7544 | 650.2456
10141103 | PMT | TRANSFORMADOR |  | TRANSFORMADOR MARCA:TM SE-MANJE | TETE | SE-MANJE | MARAVIA | CANTINA |  | 416042.478 | 8327870.225 | 50 | 33 | 0.4 | 3 | 2011 | TM | 9165155 | 643 | 45 | 561.5533 | 81.4467 | 81446.6667 |  | 39 | 32.15 | 32150 | 610.85 | 2.222% | 13.5744 | 95.0211 | 547.9789
10141103 | PMT | TRANSFORMADOR |  | TRANSFORMADOR MARCA:TM SE-MANJE | TETE | SE-MANJE | MARAVIA | BACALHAO |  | 434493.534 | 8325427.725 | 50 | 33 | 0.4 | 3 | 2011 | TM | 9165159 | 643 | 45 | 561.5533 | 81.4467 | 81446.6667 |  | 39 | 32.15 | 32150 | 610.85 | 2.222% | 13.5744 | 95.0211 | 547.9789
10141103 | PMT | TRANSFORMADOR |  | TRANSFORMADOR MARCA:EFACEC SE-MANJE | TETE | SE-MANJE | CHIFUNDE | CHIPAPE |  | 495244.416 | 8326636.653 | 32 | 33 | 0.4 | 3 | 2011 | EFACEC |  | 643 | 45 | 561.5533 | 81.4467 | 81446.6667 |  | 39 | 32.15 | 32150 | 610.85 | 2.222% | 13.5744 | 95.0211 | 547.9789
10141103 | PMT | TRANSFORMADOR |  | TRANSFORMADOR MARCA:EFACAC SE-MANJE | TETE | SE-MANJE | TSANGANO | ADMINISTRACAO |  | 667510.197 | 8322753.114 | 100 | 33 | 0.4 | 3 | 2011 | EFACAC | 36372 | 763 | 45 | 666.3533 | 96.6467 | 96646.6667 |  | 39 | 38.15 | 38150 | 724.85 | 2.222% | 16.1078 | 112.7544 | 650.2456
10141103 | PMT | TRANSFORMADOR |  | TRANSFORMADOR MARCA:EFACAC SE-MANJE | TETE | SE-MANJE | TSANGANO | RADI COMUNITARIA |  | 667361.295 | 8323000.917 | 100 | 33 | 0.4 | 3 | 2011 | EFACAC | 36376 | 763 | 45 | 666.3533 | 96.6467 | 96646.6667 |  | 39 | 38.15 | 38150 | 724.85 | 2.222% | 16.1078 | 112.7544 | 650.2456
10141103 | PMT | TRANSFORMADOR |  | TRANSFORMADOR MARCA:EFACEC SE-CHIMUARA | TETE | SE-CHIMUARA | MUTARARA | QUARTEL |  | 720319.851 | 8070289.000 | 160 | 33 | 0.4 | 3 | 2011 | EFACEC | 727.06 | 991 | 45 | 865.4733 | 125.5267 | 125526.6667 |  | 39 | 49.55 | 49550 | 941.45 | 2.222% | 20.9211 | 146.4478 | 844.5522
10141103 | PMT | TRANSFORMADOR |  | TRANSFORMADOR MARCA:EFACEC SE-CHIMUARA | TETE | SE-CHIMUARA | MUTARARA | JARDIM |  |  |  | 160 | 33 | 0.4 | 3 | 2011 | EFACEC | 10076 | 991 | 45 | 865.4733 | 125.5267 | 125526.6667 |  | 39 | 49.55 | 49550 | 941.45 | 2.222% | 20.9211 | 146.4478 | 844.5522
10141103 | PMT | TRANSFORMADOR | 61 | TRANSFORMADOR MARCA: NACALA 61 |  | NACALA | Nacala-Porto | PTS Bairro Naherenque Na zona do Reni |  | 14°27.762 | 40°40.959 | 100 | 33KV | 400V | 3 | 2011 |  |  | 763 | 45 | 666.3533 | 96.6467 | 96646.6667 |  | 39 | 38.15 | 38150 | 724.85 | 2.222% | 16.1078 | 112.7544 | 650.2456
10141103 | PMT | TRANSFORMADOR | 62 | TRANSFORMADOR MARCA: MONAPO 62 |  | MONAPO | Ilha de Moc. | Gewere |  | 15°02.870 | 40°39.558 | 50 | 33KV | 400V | 3 | 2011 |  |  | 643 | 45 | 561.5533 | 81.4467 | 81446.6667 |  | 39 | 32.15 | 32150 | 610.85 | 2.222% | 13.5744 | 95.0211 | 547.9789
10141103 | PMT | TRANSFORMADOR | PT217 | TRANSFORMADOR MARCA:Powertech PT217 PT217 | Ponte da Mobeira Manga | PT217 | BEIRA | SOFALA |  | 694650.8 | 7816193.4 | 200 | 22 | 0.4 | 3 | 2011 | Powertech | 2072403/01 | 572 | 45 | 499.5467 | 72.4533 | 72453.3333 |  | 39 | 28.6 | 28600 | 543.4 | 2.222% | 12.0756 | 84.5289 | 487.4711
10141103 | PMT | TRANSFORMADOR | PT222 | TRANSFORMADOR MARCA:Alstom PT222 PT222 | Vaz-12º Bairro(Paragem) | PT222 | BEIRA | SOFALA |  | 695947.3 | 7810231 | 200 | 22 | 0.4 | 3 | 2011 | Alstom | 139011 | 572 | 45 | 499.5467 | 72.4533 | 72453.3333 |  | 39 | 28.6 | 28600 | 543.4 | 2.222% | 12.0756 | 84.5289 | 487.4711
10141103 | PMT | TRANSFORMADOR | PT233 | TRANSFORMADOR MARCA:Efacec PT233 PT233 | Estrada Nacional nº6 - Vaz | PT233 | BEIRA | SOFALA |  | 694660.4 | 7809360.6 | 200 | 22 | 0.4 | 3 | 2011 | Efacec | F000736.02 | 572 | 45 | 499.5467 | 72.4533 | 72453.3333 |  | 39 | 28.6 | 28600 | 543.4 | 2.222% | 12.0756 | 84.5289 | 487.4711
10141103 | PMT | TRANSFORMADOR | PT260 | TRANSFORMADOR MARCA:POWERTECH PT260 PT260 | Bairro Residencial CPMZ Aeroporto | PT260 | BEIRA | SOFALA |  | 697981.1 | 7806544 | 250 | 22 | 0.4 | 3 | 2011 | POWERTECH | 20699501/1 | 953 | 45 | 832.2867 | 120.7133 | 120713.3333 |  | 39 | 47.65 | 47650 | 905.35 | 2.222% | 20.1189 | 140.8322 | 812.1678
10141103 | PMT | TRANSFORMADOR | PT262 | TRANSFORMADOR MARCA:Alstom PT262 PT262 | Bairro Matacuane-Mesquita | PT262 | BEIRA | SOFALA |  | -19.9026 | 34.2469 | 200 | 22 | 0.4 | 3 | 2011 | Alstom | 139061 | 572 | 45 | 499.5467 | 72.4533 | 72453.3333 |  | 39 | 28.6 | 28600 | 543.4 | 2.222% | 12.0756 | 84.5289 | 487.4711
10141103 | PMT | TRANSFORMADOR | PT263 | TRANSFORMADOR MARCA:ACTOM PT263 PT263 | Bairro do Macurungo-Xidima | PT263 | BEIRA | SOFALA |  | 697658.1 | 7805567.3 | 200 | 22 | 0.4 | 3 | 2011 | ACTOM | 133395 | 572 | 45 | 499.5467 | 72.4533 | 72453.3333 |  | 39 | 28.6 | 28600 | 543.4 | 2.222% | 12.0756 | 84.5289 | 487.4711
10141103 | PMT | TRANSFORMADOR | PT266 | TRANSFORMADOR MARCA:ITB PT266 PT266 | Via Matacuane-Chota | PT266 | BEIRA | SOFALA |  | 696033.8 | 7806996.8 | 200 | 22 | 0.4 | 3 | 2011 | ITB | 756438 | 572 | 45 | 499.5467 | 72.4533 | 72453.3333 |  | 39 | 28.6 | 28600 | 543.4 | 2.222% | 12.0756 | 84.5289 | 487.4711
10141103 | PMT | TRANSFORMADOR | PT267 | TRANSFORMADOR MARCA:ITB PT267 PT267 | Junto à vedação da Escola Primária Manga Loforte | PT267 | BEIRA | SOFALA |  | 697186 | 7811676.6 | 200 | 22 | 0.4 | 3 | 2011 | ITB | 756442 | 572 | 45 | 499.5467 | 72.4533 | 72453.3333 |  | 39 | 28.6 | 28600 | 543.4 | 2.222% | 12.0756 | 84.5289 | 487.4711
10141103 | PMT | TRANSFORMADOR | PT268 | TRANSFORMADOR MARCA:ITB PT268 PT268 | Bairro Fomento(Inhamízua II Hospital) | PT268 | BEIRA | SOFALA |  | 690688.5 | 7818001.7 | 200 | 22 | 0.4 | 3 | 2011 | ITB | 756439 | 572 | 45 | 499.5467 | 72.4533 | 72453.3333 |  | 39 | 28.6 | 28600 | 543.4 | 2.222% | 12.0756 | 84.5289 | 487.4711
10141103 | PMT | TRANSFORMADOR | PT288 | TRANSFORMADOR MARCA:ITB PT288 PT288 | Inhamízua próximo de Biwold | PT288 | BEIRA | SOFALA |  | 689248.6 | 7818162.1 | 100 | 22 | 0.4 | 3 | 2011 | ITB | 235097 | 445 | 45 | 388.6333 | 56.3667 | 56366.6667 |  | 39 | 22.25 | 22250 | 422.75 | 2.222% | 9.3944 | 65.7611 | 379.2389
10141103 | PMT | TRANSFORMADOR | PT332 | TRANSFORMADOR MARCA:itb PT332 PT332 | Junto a Praça dos Heróis Rua da Chota Munhava | PT332 | BEIRA | SOFALA |  | S 19°49'02.18" | E 034°53'21.00" | 200 | 22 | 0.4 | 3 | 2011 | itb | 756442 | 572 | 45 | 499.5467 | 72.4533 | 72453.3333 |  | 39 | 28.6 | 28600 | 543.4 | 2.222% | 12.0756 | 84.5289 | 487.4711
10141103 | PMT | TRANSFORMADOR | AGCHI/PT46 | TRANSFORMADOR MARCA:POWERTECH AGCHI/PT46 AGCHI/PT46 | TIO PEDRO | AGCHI/PT46 | CHIMOIO | MANICA |  | S19 08 08,35 | E033 28 55,40 | 500 | 22 | 0.4 | 3 | 2011 | POWERTECH | 30741901/01 | 1016 | 45 | 887.3067 | 128.6933 | 128693.3333 |  | 39 | 50.8 | 50800 | 965.2 | 2.222% | 21.4489 | 150.1422 | 865.8578
10141103 | PMT | TRANSFORMADOR | AGCHI/PT114 | TRANSFORMADOR MARCA:ACTOM AGCHI/PT114 AGCHI/PT114 | QUINTAS DAS LARANGEIRAS | AGCHI/PT114 | CHIMOIO | MANICA | SAMORA MACHEL | S19 04 58.2 | E33 22 18.8 | 200 | 22 | 0.4 | 3 | 2011 | ACTOM | 139059 | 572 | 45 | 499.5467 | 72.4533 | 72453.3333 |  | 39 | 28.6 | 28600 | 543.4 | 2.222% | 12.0756 | 84.5289 | 487.4711
10141103 | PMT | TRANSFORMADOR | AGCHI/PT126 | TRANSFORMADOR MARCA:PME AGCHI/PT126 AGCHI/PT126 | NORBE | AGCHI/PT126 | CHIMOIO | MANICA | Bairro Trangapasso | S19 08 28,04 | E033 24 54,44 | 160 | 22 | 0.4 | 3 | 2011 | PME | 180110010 | 572 | 45 | 499.5467 | 72.4533 | 72453.3333 |  | 39 | 28.6 | 28600 | 543.4 | 2.222% | 12.0756 | 84.5289 | 487.4711
10141103 | PMT | TRANSFORMADOR | AGCHI/PT127 | TRANSFORMADOR MARCA:ALSTOM AGCHI/PT127 AGCHI/PT127 | MOCAMBIQUE COMERCIAL | AGCHI/PT127 | CHIMOIO | MANICA | NAHAMADJESSA | S19 06 42.6 | E33 27 01.4 | 160 | 22 | 0.4 | 3 | 2011 | ALSTOM | 141545 | 572 | 45 | 499.5467 | 72.4533 | 72453.3333 |  | 39 | 28.6 | 28600 | 543.4 | 2.222% | 12.0756 | 84.5289 | 487.4711
10141103 | PMT | TRANSFORMADOR | USICP/PT2 | TRANSFORMADOR MARCA:POWERTECH USICP/PT2 USICP/PT2 | Bairro 7 de Setembro | USICP/PT2 | INCHOPE | MANICA | NO TSACANE (VIA MAPUTO) | S19 12 40,94 | E033 55 30,02 | 200 | 33 | 0.4 | 3 | 2011 | POWERTECH | 20711101/01 | 991 | 45 | 865.4733 | 125.5267 | 125526.6667 |  | 39 | 49.55 | 49550 | 941.45 | 2.222% | 20.9211 | 146.4478 | 844.5522
10141103 | PMT | TRANSFORMADOR | USMCP/PT1 | TRANSFORMADOR MARCA:POWERTECH USMCP/PT1 USMCP/PT1 | Bairro Chitio | USMCP/PT1 | MANICA | MANICA | ESCRITORIO EDM | S18 59 36,60 | E032 43 39,41 | 200 | 33 | 0.4 | 3 | 2011 | POWERTECH | 20717103 | 991 | 45 | 865.4733 | 125.5267 | 125526.6667 |  | 39 | 49.55 | 49550 | 941.45 | 2.222% | 20.9211 | 146.4478 | 844.5522
10141103 | PMT | TRANSFORMADOR | AGMNC/PT11 | TRANSFORMADOR MARCA:POWERTECH AGMNC/PT11 AGMNC/PT11 | Bairro Chinhamapere | AGMNC/PT11 | MANICA | MANICA | NA ESCOLA DE CHINHAMAPERE | S18 57 18,2 | E032 50 53,3 | 250 | 33 | 0.4 | 3 | 2011 | POWERTECH | 20701302/04 | 991 | 45 | 865.4733 | 125.5267 | 125526.6667 |  | 39 | 49.55 | 49550 | 941.45 | 2.222% | 20.9211 | 146.4478 | 844.5522
10141103 | PMT | TRANSFORMADOR | AGMNC/PT13 | TRANSFORMADOR MARCA:POWERTECH AGMNC/PT13 AGMNC/PT13 | Bairro Vumba | AGMNC/PT13 | MANICA | MANICA | NO HOTEL ZABIR | S18 56 11,1 | E032 52 59,8 | 200 | 33 | 0.4 | 3 | 2011 | POWERTECH | 20711102/02 | 991 | 45 | 865.4733 | 125.5267 | 125526.6667 |  | 39 | 49.55 | 49550 | 941.45 | 2.222% | 20.9211 | 146.4478 | 844.5522
10141103 | PMT | TRANSFORMADOR | USMSC/PT16 | TRANSFORMADOR MARCA:TRANSFORMADOR DE MOZAMBIQUES USMSC/PT16 USMSC/PT16 | Bairro 7 de Setembro | USMSC/PT16 | MANICA | MANICA | RUA DA FIPAG | S18 59 36,4 | E033 04 25,1 | 160 | 6.6 | 0.4 | 3 | 2011 | TRANSFORMADOR DE MOZAMBIQUES | 758226 | 572 | 45 | 499.5467 | 72.4533 | 72453.3333 |  | 39 | 28.6 | 28600 | 543.4 | 2.222% | 12.0756 | 84.5289 | 487.4711
10141103 | PMT | TRANSFORMADOR | USPHL/PT2 | TRANSFORMADOR MARCA:PME USPHL/PT2 USPHL/PT2 | Bairro Mukudo | USPHL/PT2 | PENHALONGA | MANICA | MERCADO MUKUDO | S18 50 36.5 | E32 45 26.8 | 100 | 33 | 0.4 | 3 | 2011 | PME | 100110310 | 763 | 45 | 666.3533 | 96.6467 | 96646.6667 |  | 39 | 38.15 | 38150 | 724.85 | 2.222% | 16.1078 | 112.7544 | 650.2456
10141103 | PMT | TRANSFORMADOR | PTS 49 | TRANSFORMADOR MARCA:POWERTECH PTS 49 PTS 49 |  | PTS 49 | Matola | Fomento |  | 32.473204 | -25.928608 | 250 | 33 | 0.4 | 3Ø | 2011 | POWERTECH | 20701301/04 | 991 | 45 | 865.4733 | 125.5267 | 125526.6667 |  | 39 | 49.55 | 49550 | 941.45 | 2.222% | 20.9211 | 146.4478 | 844.5522
10141103 | PMT | TRANSFORMADOR | PTS 60 | TRANSFORMADOR MARCA:POWERTECH PTS 60 PTS 60 |  | PTS 60 | Matola | Matola H |  | 32.459683 | -25.929100 | 315 | 33 | 0.4 | 3Ø | 2011 | POWERTECH | 20696303/01 | 1039 | 45 | 907.3933 | 131.6067 | 131606.6667 |  | 39 | 51.95 | 51950 | 987.05 | 2.222% | 21.9344 | 153.5411 | 885.4589
10141103 | PMT | TRANSFORMADOR | PTS 69 | TRANSFORMADOR MARCA:POWERTECH PTS 69 PTS 69 |  | PTS 69 | Matola | Liberdade |  | 32.465672 | -25.916832 | 315 | 33 | 0.4 | 3Ø | 2011 | POWERTECH | 20701802/02 | 1039 | 45 | 907.3933 | 131.6067 | 131606.6667 |  | 39 | 51.95 | 51950 | 987.05 | 2.222% | 21.9344 | 153.5411 | 885.4589
10141103 | PMT | TRANSFORMADOR | PTS 68 | TRANSFORMADOR MARCA:POWERTECH PTS 68 PTS 68 |  | PTS 68 | Matola | Liberdade |  | 32.465148 | -25.913478 | 315 | 33 | 0.4 | 3Ø | 2011 | POWERTECH | 20701801/02 | 1039 | 45 | 907.3933 | 131.6067 | 131606.6667 |  | 39 | 51.95 | 51950 | 987.05 | 2.222% | 21.9344 | 153.5411 | 885.4589
10141103 | PMT | TRANSFORMADOR | PTS 188 | TRANSFORMADOR MARCA:EFACEC PTS 188 PTS 188 |  | PTS 188 | Matola | Liberdade |  | 32.470832 | -25.938756 | 315 | 33 | 0.4 | 3Ø | 2011 | EFACEC | F000744.06 | 1039 | 45 | 907.3933 | 131.6067 | 131606.6667 |  | 39 | 51.95 | 51950 | 987.05 | 2.222% | 21.9344 | 153.5411 | 885.4589
10141103 | PMT | TRANSFORMADOR | PTS 79 | TRANSFORMADOR MARCA:EFACEC PTS 79 PTS 79 |  | PTS 79 | Matola | Mussumbuluco |  | 32.445577 | -25.914738 | 315 | 33 | 0.4 | 3Ø | 2011 | EFACEC | F000744.10 | 1039 | 45 | 907.3933 | 131.6067 | 131606.6667 |  | 39 | 51.95 | 51950 | 987.05 | 2.222% | 21.9344 | 153.5411 | 885.4589
10141103 | PMT | TRANSFORMADOR | PTS 82 | TRANSFORMADOR MARCA:REVIVE PTS 82 PTS 82 |  | PTS 82 | Matola | Matola G |  | 32.450582 | -25.919248 | 250 | 33 | 0.4 | 3Ø | 2011 | REVIVE | RET69964 | 991 | 45 | 865.4733 | 125.5267 | 125526.6667 |  | 39 | 49.55 | 49550 | 941.45 | 2.222% | 20.9211 | 146.4478 | 844.5522
10141103 | PMT | TRANSFORMADOR | PTS 87 | TRANSFORMADOR MARCA:POWERTECH PTS 87 PTS 87 |  | PTS 87 | Matola | Liberdade |  | 32.463695 | -25.905356 | 315 | 33 | 0.4 | 3Ø | 2011 | POWERTECH | 20701802/01 | 1039 | 45 | 907.3933 | 131.6067 | 131606.6667 |  | 39 | 51.95 | 51950 | 987.05 | 2.222% | 21.9344 | 153.5411 | 885.4589
10141103 | PMT | TRANSFORMADOR | PTS 786 | TRANSFORMADOR MARCA:EFACEC PTS 786 PTS 786 |  | PTS 786 | Boane | Boane |  | 32.324944 | -25.049817 | 315 | 33 | 0.4 | 3Ø | 2011 | EFACEC | F000744.04 | 1039 | 45 | 907.3933 | 131.6067 | 131606.6667 |  | 39 | 51.95 | 51950 | 987.05 | 2.222% | 21.9344 | 153.5411 | 885.4589
10141103 | PMT | TRANSFORMADOR | PTS 860 | TRANSFORMADOR MARCA:Transformadores de Mocambique PTS 860 PTS 860 |  | PTS 860 | Boane | Catuane |  | 32.180683 | -25.591957 | 32 | 11 | 0.23 | 1Ø | 2011 | Transformadores de Mocambique | 793242 | 381 | 45 | 332.74 | 48.26 | 48260 |  | 39 | 19.05 | 19050 | 361.95 | 2.222% | 8.0433 | 56.3033 | 324.6967
10141103 | PMT | TRANSFORMADOR | PTS 757 | TRANSFORMADOR MARCA:POWERTECH PTS 757 PTS 757 |  | PTS 757 | Boane | Umpala |  | 32.318954 | -25.061569 | 100 | 33 | 0.4 | 3Ø | 2011 | POWERTECH | 10725402/01 | 763 | 45 | 666.3533 | 96.6467 | 96646.6667 |  | 39 | 38.15 | 38150 | 724.85 | 2.222% | 16.1078 | 112.7544 | 650.2456
10141103 | PMT | TRANSFORMADOR | PTS 709 | TRANSFORMADOR MARCA:Transformadores de Mocambique PTS 709 PTS 709 |  | PTS 709 | Boane | Ponta D'ouro |  | 32.860106 | -25.841254 | 32 | 33 | 0.23 | 1Ø | 2011 | Transformadores de Mocambique | 798206 | 643 | 45 | 561.5533 | 81.4467 | 81446.6667 |  | 39 | 32.15 | 32150 | 610.85 | 2.222% | 13.5744 | 95.0211 | 547.9789
10141103 | PMT | TRANSFORMADOR | PTS 613 | TRANSFORMADOR MARCA:Transformadores de Mocambique PTS 613 PTS 613 |  | PTS 613 | Boane | Ndelane |  | 32.886027 | -25.216152 | 50 | 33 | 0.23 | 1Ø | 2011 | Transformadores de Mocambique | 798220 | 643 | 45 | 561.5533 | 81.4467 | 81446.6667 |  | 39 | 32.15 | 32150 | 610.85 | 2.222% | 13.5744 | 95.0211 | 547.9789
10141103 | PMT | TRANSFORMADOR | PT 366R | TRANSFORMADOR MARCA:Powertech PT 366R | Kamubucuane |  | Maputo |  |  | 32,5648791 | -25,9177452 | 200 | 33 | 0,4 | 3Φ | 2011 | Powertech | 20696202/02 | 991 | 45 | 865.4733 | 125.5267 | 125526.6667 |  | 39 | 49.55 | 49550 | 941.45 | 2.222% | 20.9211 | 146.4478 | 844.5522
10141103 | PMT | TRANSFORMADOR | PT 346 | TRANSFORMADOR MARCA:i.t.b. PT 346 | Kamubucuane |  | Maputo |  |  | 32,6406167 | -25,8527825 | 100 | 33 | 0,4 | 3Φ | 2011 | i.t.b. | T35888 | 763 | 45 | 666.3533 | 96.6467 | 96646.6667 |  | 39 | 38.15 | 38150 | 724.85 | 2.222% | 16.1078 | 112.7544 | 650.2456
10141103 | PMT | TRANSFORMADOR | PT 179 | TRANSFORMADOR MARCA:i.t.b. PT 179 | Kamubucuane |  | Maputo |  |  | 32,6211435 | -25,8993494 | 315 | 33 | 0,4 | 3Φ | 2011 | i.t.b. | 756452 | 1039 | 45 | 907.3933 | 131.6067 | 131606.6667 |  | 39 | 51.95 | 51950 | 987.05 | 2.222% | 21.9344 | 153.5411 | 885.4589
10141103 | PMT | TRANSFORMADOR | PT 269 | TRANSFORMADOR MARCA: PT 269 | Kamubucuane |  | Maputo |  |  | 32,6203333 | -25,9099722 | 500 | 33 | 0,4 | 3Φ | 2011 |  |  | 1200 | 45 | 1048 | 152 | 152000 |  | 39 | 60 | 60000 | 1140 | 2.222% | 25.3333 | 177.3333 | 1022.6667
10141103 | PMT | TRANSFORMADOR | PT 370 | TRANSFORMADOR MARCA:i.t.b. PT 370 | Mahotas |  | Maputo |  |  | 32,6040175 | -25,9142996 | 315 | 11 | 0,4 | 3Φ | 2011 | i.t.b. | 756449 | 840 | 45 | 733.6 | 106.4 | 106400 |  | 39 | 42 | 42000 | 798 | 2.222% | 17.7333 | 124.1333 | 715.8667
10141103 | PMT | TRANSFORMADOR | PT 97R | TRANSFORMADOR MARCA:Powertech PT 97R | Guava |  | Maputo |  |  | 32,6752108 | -25,7349402 | 315 | 33 | 0.4 | 3Φ | 2011 | Powertech | 20701901/01 | 1039 | 45 | 907.3933 | 131.6067 | 131606.6667 |  | 39 | 51.95 | 51950 | 987.05 | 2.222% | 21.9344 | 153.5411 | 885.4589
10141103 | PMT | TRANSFORMADOR | PT 95R | TRANSFORMADOR MARCA:Efacec PT 95R | Guava |  | Maputo |  |  | 32,6580192 | -25,7394984 | 500 | 33 | 0.4 | 3Φ | 2011 | Efacec | F00753,06 | 1200 | 45 | 1048 | 152 | 152000 |  | 39 | 60 | 60000 | 1140 | 2.222% | 25.3333 | 177.3333 | 1022.6667
10141103 | PMT | TRANSFORMADOR | PT 43R | TRANSFORMADOR MARCA:Efacec PT 43R | Guava |  | Maputo |  |  | 32,6207043 | -25,8515901 | 500 | 33 | 0.4 | 3Φ | 2011 | Efacec | F00753.01 | 1200 | 45 | 1048 | 152 | 152000 |  | 39 | 60 | 60000 | 1140 | 2.222% | 25.3333 | 177.3333 | 1022.6667
10141103 | PMT | TRANSFORMADOR | PT 48R | TRANSFORMADOR MARCA:Powertech PT 48R | Guava |  | Maputo |  |  | 32,6050733 | -25,8779814 | 250 | 33 | 0.4 | 3Φ | 2011 | Powertech | 20710601/02 | 991 | 45 | 865.4733 | 125.5267 | 125526.6667 |  | 39 | 49.55 | 49550 | 941.45 | 2.222% | 20.9211 | 146.4478 | 844.5522
10141103 | PMT | TRANSFORMADOR | PT 28R | TRANSFORMADOR MARCA:Efacec PT 28R | Guava |  | Maputo |  |  | 32,5988819 | -25,8736612 | 500 | 33 | 0.4 | 3Φ | 2011 | Efacec | F000753.08 | 1200 | 45 | 1048 | 152 | 152000 |  | 39 | 60 | 60000 | 1140 | 2.222% | 25.3333 | 177.3333 | 1022.6667
10141103 | PMT | TRANSFORMADOR | PT 110R | TRANSFORMADOR MARCA:Efacec PT 110R | Guava |  | Maputo |  |  | 32,6010365 | -25,8665302 | 500 | 33 | 0.4 | 3Φ | 2011 | Efacec |  | 1200 | 45 | 1048 | 152 | 152000 |  | 39 | 60 | 60000 | 1140 | 2.222% | 25.3333 | 177.3333 | 1022.6667
10141103 | PMT | TRANSFORMADOR | PT 262R | TRANSFORMADOR MARCA:GEC Alstom PT 262R | Guava |  | Maputo |  |  | 32,6078689 | -25,7737839 | 250 | 33 | 0,4 | 3Φ | 2011 | GEC Alstom | 08251/01/16 | 991 | 45 | 865.4733 | 125.5267 | 125526.6667 |  | 39 | 49.55 | 49550 | 941.45 | 2.222% | 20.9211 | 146.4478 | 844.5522
10141103 | PMT | TRANSFORMADOR | PT 319R | TRANSFORMADOR MARCA:Actom PT 319R | Guava |  | Maputo |  |  | 32,5885767 | -25,7641811 | 250 | 33 | 0,4 | 3Φ | 2011 | Actom | 35131/04/002 | 991 | 45 | 865.4733 | 125.5267 | 125526.6667 |  | 39 | 49.55 | 49550 | 941.45 | 2.222% | 20.9211 | 146.4478 | 844.5522
10141103 | PMT | TRANSFORMADOR | PT 417 | TRANSFORMADOR MARCA:Powertech PT 417 | Infulene |  | Maputo |  |  | 32,5167846 | -25,8787017 | 250 | 33 | 0,4 | 3Φ | 2011 | Powertech | 20701302/03 | 991 | 45 | 865.4733 | 125.5267 | 125526.6667 |  | 39 | 49.55 | 49550 | 941.45 | 2.222% | 20.9211 | 146.4478 | 844.5522
10141103 | PMT | TRANSFORMADOR | PT 515 | TRANSFORMADOR MARCA:Powertech PT 515 | Infulene |  | Maputo |  |  | 32,5205579 | -25,8701276 | 315 | 33 | 0,4 | 3Φ | 2011 | Powertech | 20696304/01 | 1039 | 45 | 907.3933 | 131.6067 | 131606.6667 |  | 39 | 51.95 | 51950 | 987.05 | 2.222% | 21.9344 | 153.5411 | 885.4589
10141103 | PMT | TRANSFORMADOR | PT 463 | TRANSFORMADOR MARCA:Powertech PT 463 | Infulene |  | Maputo |  |  | 32,5279715 | -25,8533615 | 250 | 33 | 0,4 | 3Φ | 2011 | Powertech | 20701301/03 | 991 | 45 | 865.4733 | 125.5267 | 125526.6667 |  | 39 | 49.55 | 49550 | 941.45 | 2.222% | 20.9211 | 146.4478 | 844.5522
10141103 | PMT | TRANSFORMADOR | PT 462 | TRANSFORMADOR MARCA:Powertech PT 462 | Infulene |  | Maputo |  |  | 32,5248621 | -25,8572265 | 250 | 33 | 0,4 | 3Φ | 2011 | Powertech | 20701301/02 | 991 | 45 | 865.4733 | 125.5267 | 125526.6667 |  | 39 | 49.55 | 49550 | 941.45 | 2.222% | 20.9211 | 146.4478 | 844.5522
10141103 | PMT | TRANSFORMADOR | PT 461 | TRANSFORMADOR MARCA:Powertech PT 461 | Infulene |  | Maputo |  |  | 32,5205969 | -25,8589046 | 315 | 33 | 0,4 | 3Φ | 2011 | Powertech | 20696301/02 | 1039 | 45 | 907.3933 | 131.6067 | 131606.6667 |  | 39 | 51.95 | 51950 | 987.05 | 2.222% | 21.9344 | 153.5411 | 885.4589
10141103 | PMT | TRANSFORMADOR | PT 213 | TRANSFORMADOR MARCA:Powertech PT 213 | Zimpeto |  | Maputo |  |  | 32,5471942 | -25,8522068 | 315 | 33 | 0,4 | 3Φ | 2011 | Powertech | 20708603/01 | 1039 | 45 | 907.3933 | 131.6067 | 131606.6667 |  | 39 | 51.95 | 51950 | 987.05 | 2.222% | 21.9344 | 153.5411 | 885.4589
10141103 | PMT | TRANSFORMADOR | PT 212 | TRANSFORMADOR MARCA:Efacec PT 212 | Zimpeto |  | Maputo |  |  | 32,5539347 | -25,8566115 | 315 | 33 | 0,4 | 3Φ | 2011 | Efacec |  | 1039 | 45 | 907.3933 | 131.6067 | 131606.6667 |  | 39 | 51.95 | 51950 | 987.05 | 2.222% | 21.9344 | 153.5411 | 885.4589
10141103 | PMT | TRANSFORMADOR | PT 218 | TRANSFORMADOR MARCA:Actom PT 218 | Zimpeto |  | Maputo |  |  | 32,5384214 | -25,8435487 | 250 | 33 | 0,4 | 3Φ | 2011 | Actom | 90284/02/003 | 991 | 45 | 865.4733 | 125.5267 | 125526.6667 |  | 39 | 49.55 | 49550 | 941.45 | 2.222% | 20.9211 | 146.4478 | 844.5522
10141103 | PMT | TRANSFORMADOR | PT ? | TRANSFORMADOR MARCA:Transformadores de Mozambique PT ? | Rihondza |  | Maputo |  |  | 32,7754354 | -25,4234332 | 32 | 33 | 0,4 | 2Φ | 2011 | Transformadores de Mozambique | 798203 | 643 | 45 | 561.5533 | 81.4467 | 81446.6667 |  | 39 | 32.15 | 32150 | 610.85 | 2.222% | 13.5744 | 95.0211 | 547.9789
10141103 | PMT | TRANSFORMADOR | PT 144 | TRANSFORMADOR MARCA:Powertech PT 144 | Mashava |  | Maputo |  |  | 32,4965221 | -25,9295799 | 315 | 33 | 0,4 | 3Φ | 2011 | Powertech | 20696301/03 | 1039 | 45 | 907.3933 | 131.6067 | 131606.6667 |  | 39 | 51.95 | 51950 | 987.05 | 2.222% | 21.9344 | 153.5411 | 885.4589
10141103 | PMT | TRANSFORMADOR | PT 407 | TRANSFORMADOR MARCA:Efacec PT 407 | Mashava |  | Maputo |  |  | 32,4859798 | -25,8970229 | 315 | 33 | 0,4 | 3Φ | 2011 | Efacec | F000764.07 | 1039 | 45 | 907.3933 | 131.6067 | 131606.6667 |  | 39 | 51.95 | 51950 | 987.05 | 2.222% | 21.9344 | 153.5411 | 885.4589
10141103 | PMT | TRANSFORMADOR | PT 126 | TRANSFORMADOR MARCA:i.t.b. PT 126 | Mashava |  | Maputo |  |  | 32,5006845 | -25,8770543 | 500 | 33 | 0,4 | 3Φ | 2011 | i.t.b. | 735128 | 1200 | 45 | 1048 | 152 | 152000 |  | 39 | 60 | 60000 | 1140 | 2.222% | 25.3333 | 177.3333 | 1022.6667
10141103 | PMT | TRANSFORMADOR | PT 134 | TRANSFORMADOR MARCA:i.t.b. PT 134 | Mashava |  | Maputo |  |  | 32,4863538 | -25,8504779 | 200 | 33 | 0,4 | 3Φ | 2011 | i.t.b. | 735125 | 991 | 45 | 865.4733 | 125.5267 | 125526.6667 |  | 39 | 49.55 | 49550 | 941.45 | 2.222% | 20.9211 | 146.4478 | 844.5522
10141103 | PMT | TRANSFORMADOR | PTS 542 | TRANSFORMADOR MARCA:REVIVE PTS 542 | Mashava |  | Maputo |  |  | 32,4990994 | -25,8296126 | 250 | 33 | 0,4 | 3Φ | 2011 | REVIVE | RET69969 | 991 | 45 | 865.4733 | 125.5267 | 125526.6667 |  | 39 | 49.55 | 49550 | 941.45 | 2.222% | 20.9211 | 146.4478 | 844.5522
10141103 | PMT | TRANSFORMADOR | PTS 427 | TRANSFORMADOR MARCA:Desta Power Malta PTS 427 | Mashava |  | Maputo |  |  | 32,4423343 | -25,8204754 | 250 | 33 | 0,4 | 3Φ | 2011 | Desta Power Malta | 20701302/02 | 991 | 45 | 865.4733 | 125.5267 | 125526.6667 |  | 39 | 49.55 | 49550 | 941.45 | 2.222% | 20.9211 | 146.4478 | 844.5522
10141103 | PMT | TRANSFORMADOR | PTS 457 | TRANSFORMADOR MARCA:Powertech PTS 457 | Mashava |  | Maputo |  |  | 32,4033224 | -25,8179711 | 100 | 33 | 0,4 | 3Φ | 2011 | Powertech | 10715902/02 | 763 | 45 | 666.3533 | 96.6467 | 96646.6667 |  | 39 | 38.15 | 38150 | 724.85 | 2.222% | 16.1078 | 112.7544 | 650.2456
10141103 | PMT | TRANSFORMADOR | PTS 558 | TRANSFORMADOR MARCA:Desta Power Malta PTS 558 | Mashava |  | Maputo |  |  | 32,4086905 | -25,8223896 | 50 | 33 | 0,4 | 3Φ | 2011 | Desta Power Malta | T-2574/2 | 643 | 45 | 561.5533 | 81.4467 | 81446.6667 |  | 39 | 32.15 | 32150 | 610.85 | 2.222% | 13.5744 | 95.0211 | 547.9789
10141103 | PMT | TRANSFORMADOR | PTS 557 | TRANSFORMADOR MARCA: PTS 557 | Mashava |  | Maputo |  |  | 32,4209516 | -25,8361167 | 100 | 33 | 0,4 | 3Φ | 2011 |  |  | 763 | 45 | 666.3533 | 96.6467 | 96646.6667 |  | 39 | 38.15 | 38150 | 724.85 | 2.222% | 16.1078 | 112.7544 | 650.2456
10141103 | PMT | TRANSFORMADOR | PTS 459 | TRANSFORMADOR MARCA:REVIVE PTS 459 | Mashava |  | Maputo |  |  | 32,4312731 | -25,8533251 | 250 | 33 | 0,4 | 3Φ | 2011 | REVIVE | RET69971 | 991 | 45 | 865.4733 | 125.5267 | 125526.6667 |  | 39 | 49.55 | 49550 | 941.45 | 2.222% | 20.9211 | 146.4478 | 844.5522
10141103 | PMT | TRANSFORMADOR | PTS 820 | TRANSFORMADOR MARCA:Transformadores de Mozambique PTS 820 | Bela Vista |  | Maputo |  |  | 32,4468634 | -26,8085356 | 50 | 33 | 0,4 | 2Φ | 2011 | Transformadores de Mozambique | 798237 | 643 | 45 | 561.5533 | 81.4467 | 81446.6667 |  | 39 | 32.15 | 32150 | 610.85 | 2.222% | 13.5744 | 95.0211 | 547.9789
10141103 | PMT | TRANSFORMADOR | PT 65 RE | TRANSFORMADOR MARCA:Actom PT 65 RE | Maxixe |  | Inhambane |  |  | 32,3142529 | -23,8187951 | 100 | 33 | 0.415 | 3Φ | 2011 | Actom | S0019963 | 763 | 45 | 666.3533 | 96.6467 | 96646.6667 |  | 39 | 38.15 | 38150 | 724.85 | 2.222% | 16.1078 | 112.7544 | 650.2456
10141103 | PMT | TRANSFORMADOR | PT 07 RE | TRANSFORMADOR MARCA:Powertech PT 07 RE | Maxixe |  | Inhambane |  |  | 35,3477199 | -23,8386115 | 250 | 33 | 0,4 | 3Φ | 2011 | Powertech | 20701301/01 | 991 | 45 | 865.4733 | 125.5267 | 125526.6667 |  | 39 | 49.55 | 49550 | 941.45 | 2.222% | 20.9211 | 146.4478 | 844.5522
10141103 | PMT | TRANSFORMADOR | PT 41 RE | TRANSFORMADOR MARCA:Powertech PT 41 RE | Maxixe |  | Inhambane |  |  | 35,3464495 | -23,8040844 | 160 | 33 | 0,4 | 3Φ | 2011 | Powertech | 20708302/02 | 991 | 45 | 865.4733 | 125.5267 | 125526.6667 |  | 39 | 49.55 | 49550 | 941.45 | 2.222% | 20.9211 | 146.4478 | 844.5522
10141103 | PMT | TRANSFORMADOR | PT 54 RE | TRANSFORMADOR MARCA:PME PT 54 RE | Maxixe |  | Inhambane |  |  | 35,2876487 | -23,9789415 | 100 | 33 | 0,4 | 3Φ | 2011 | PME | 100110312 | 763 | 45 | 666.3533 | 96.6467 | 96646.6667 |  | 39 | 38.15 | 38150 | 724.85 | 2.222% | 16.1078 | 112.7544 | 650.2456
10141103 | PMT | TRANSFORMADOR | PT 49 | TRANSFORMADOR MARCA:Transformadores de Mozambique PT 49 | Morrumbene |  | Inhambane |  |  | 35,2682308 | -23,7938922 | 32 | 33 | 0.23 | 2Φ | 2011 | Transformadores de Mozambique | 798217 | 643 | 45 | 561.5533 | 81.4467 | 81446.6667 |  | 39 | 32.15 | 32150 | 610.85 | 2.222% | 13.5744 | 95.0211 | 547.9789
10141103 | PMT | TRANSFORMADOR | PT 46 RE | TRANSFORMADOR MARCA:REVIVE PT 46 RE | Masinga |  | Inhambane |  |  | 35,3790562 | -23,3622079 | 100 | 33 | 0.4 | 3Φ | 2011 | REVIVE | RET 68460 | 763 | 45 | 666.3533 | 96.6467 | 96646.6667 |  | 39 | 38.15 | 38150 | 724.85 | 2.222% | 16.1078 | 112.7544 | 650.2456
10141103 | PMT | TRANSFORMADOR | PT 29 RE | TRANSFORMADOR MARCA:Powertech PT 29 RE | Masinga |  | Inhambane |  |  | 35,3918811 | -23,3392888 | 50 | 33 | 0.4 | 3Φ | 2011 | Powertech | 10735204/02 | 643 | 45 | 561.5533 | 81.4467 | 81446.6667 |  | 39 | 32.15 | 32150 | 610.85 | 2.222% | 13.5744 | 95.0211 | 547.9789
10141103 | PMT | TRANSFORMADOR | PT 08 RE | TRANSFORMADOR MARCA:Powertech PT 08 RE | Masinga |  | Inhambane |  |  | 35,3759934 | -23,3113468 | 200 | 33 | 0.4 | 3Φ | 2011 | Powertech | 20711102/03 | 991 | 45 | 865.4733 | 125.5267 | 125526.6667 |  | 39 | 49.55 | 49550 | 941.45 | 2.222% | 20.9211 | 146.4478 | 844.5522
10141103 | PMT | TRANSFORMADOR | PT 47 RE | TRANSFORMADOR MARCA:Transformadores de Mozambique PT 47 RE | Masinga |  | Inhambane |  |  | 35,3751234 | -23,2756812 | 32 | 11 | 0.23 | 1Φ | 2011 | Transformadores de Mozambique | 798235 | 433 | 45 | 378.1533 | 54.8467 | 54846.6667 |  | 39 | 21.65 | 21650 | 411.35 | 2.222% | 9.1411 | 63.9878 | 369.0122
10141103 | PMT | TRANSFORMADOR | PT 26 RE | TRANSFORMADOR MARCA:Transformadores de Mozambique PT 26 RE | Masinga |  | Inhambane |  |  | 35,3716085 | -23,2576129 | 32 | 11 | 0.23 | 1Φ | 2011 | Transformadores de Mozambique | 798236 | 433 | 45 | 378.1533 | 54.8467 | 54846.6667 |  | 39 | 21.65 | 21650 | 411.35 | 2.222% | 9.1411 | 63.9878 | 369.0122
10141103 | PMT | TRANSFORMADOR | PT 10 RG | TRANSFORMADOR MARCA:Transformer Switchgear Services PT 10 RG | Vilankulo |  | Inhambane |  |  | 35,2946918 | -21,9964212 | 315 | 11 | 0.415 | 3Φ | 2011 | Transformer Switchgear Services | T16001 | 840 | 45 | 733.6 | 106.4 | 106400 |  | 39 | 42 | 42000 | 798 | 2.222% | 17.7333 | 124.1333 | 715.8667
10141103 | PMT | TRANSFORMADOR | PT 47 RG | TRANSFORMADOR MARCA:Actom PT 47 RG | Vilankulo |  | Inhambane |  |  | 35,2900263 | -21,9995116 | 200 | 11 | 0.415 | 3Φ | 2011 | Actom | 138531 | 572 | 45 | 499.5467 | 72.4533 | 72453.3333 |  | 39 | 28.6 | 28600 | 543.4 | 2.222% | 12.0756 | 84.5289 | 487.4711
10141103 | PMT | TRANSFORMADOR | PT 109R | TRANSFORMADOR MARCA:Efacec PT 109R |  |  | Zimbeto |  |  | 32,5994422 | -25,831386 | 500 | 33 | 0.4 | 3Φ | 2011 | Efacec | F000753.04 | 1200 | 45 | 1048 | 152 | 152000 |  | 39 | 60 | 60000 | 1140 | 2.222% | 25.3333 | 177.3333 | 1022.6667
10141103 | PMT | TRANSFORMADOR | PT 70R | TRANSFORMADOR MARCA:PowerTech PT 70R |  |  | Zimbeto |  |  | 32,593148 | -25,843018 | 630 | 33 | 0.4 | 3Φ | 2011 | PowerTech | 30741801/02 | 1200 | 45 | 1048 | 152 | 152000 |  | 39 | 60 | 60000 | 1140 | 2.222% | 25.3333 | 177.3333 | 1022.6667
10141103 | PMT | TRANSFORMADOR | PT74R | TRANSFORMADOR MARCA:Efacec PT74R |  |  | Zimbeto |  |  | 32,590167 | -25,831847 | 500 | 33 | 0.4 | 3Φ | 2011 | Efacec | F000753.03 | 1200 | 45 | 1048 | 152 | 152000 |  | 39 | 60 | 60000 | 1140 | 2.222% | 25.3333 | 177.3333 | 1022.6667
10141103 | PMT | TRANSFORMADOR | PTS 03 | TRANSFORMADOR MARCA:Actom PTS 03 |  |  | Zavala |  |  | 34,72740 | -24,70829 | 160 | 33 | 0.4 | 3Φ | 2011 | Actom | 90284/01/004 | 991 | 45 | 865.4733 | 125.5267 | 125526.6667 |  | 39 | 49.55 | 49550 | 941.45 | 2.222% | 20.9211 | 146.4478 | 844.5522
10141103 | PMT | TRANSFORMADOR | PTS 27 | TRANSFORMADOR MARCA:Tranformerdores de Mozambique PTS 27 |  |  | Zavala |  |  | 34,72742 | -24,70144 | 32 | 11 | 0.4 | 1Φ | 2011 | Tranformerdores de Mozambique | 798232 | 381 | 45 | 332.74 | 48.26 | 48260 |  | 39 | 19.05 | 19050 | 361.95 | 2.222% | 8.0433 | 56.3033 | 324.6967
10141103 | PMT | TRANSFORMADOR | PTS 10 | TRANSFORMADOR MARCA:Actom PTS 10 |  |  | Zavala |  |  | 34,88809 | -24,54231 | 50 | 33 | 0.4 | 3Φ | 2011 | Actom | 139509 | 643 | 45 | 561.5533 | 81.4467 | 81446.6667 |  | 39 | 32.15 | 32150 | 610.85 | 2.222% | 13.5744 | 95.0211 | 547.9789
10141103 | PMT | TRANSFORMADOR | PTS 05 | TRANSFORMADOR MARCA:Revive PTS 05 |  |  | Zavala |  |  | 34,57852 | -24,67423 | 32 | 33 | 0.4 | 1Φ | 2011 | Revive | RET 67574 | 643 | 45 | 561.5533 | 81.4467 | 81446.6667 |  | 39 | 32.15 | 32150 | 610.85 | 2.222% | 13.5744 | 95.0211 | 547.9789
10141103 | PMT | TRANSFORMADOR | PTS 24 | TRANSFORMADOR MARCA:Revive PTS 24 |  |  | Zavala |  |  | 34,57848 | -24,67426 | 32 | 33 | 0.4 | 1Φ | 2011 | Revive | RET 67575 | 643 | 45 | 561.5533 | 81.4467 | 81446.6667 |  | 39 | 32.15 | 32150 | 610.85 | 2.222% | 13.5744 | 95.0211 | 547.9789
10141103 | PMT | TRANSFORMADOR | PTS 28 | TRANSFORMADOR MARCA:Powertech PTS 28 |  |  | Zavala |  |  | 34,32409 | -24,74193 | 100 | 33 | 0.4 | 3Φ | 2011 | Powertech | 10725406/02 | 763 | 45 | 666.3533 | 96.6467 | 96646.6667 |  | 39 | 38.15 | 38150 | 724.85 | 2.222% | 16.1078 | 112.7544 | 650.2456
10141103 | PMT | TRANSFORMADOR | PT 271R | TRANSFORMADOR MARCA:Efacec PT 271R |  |  | Muhlaze |  |  | 32,524374 | -25,827616 | 315 | 33 | 0.4 | 3Φ | 2011 | Efacec | F000764.03 | 1039 | 45 | 907.3933 | 131.6067 | 131606.6667 |  | 39 | 51.95 | 51950 | 987.05 | 2.222% | 21.9344 | 153.5411 | 885.4589
10141103 | PMT | TRANSFORMADOR | PT 266R | TRANSFORMADOR MARCA:Revive PT 266R |  |  | Muhlaze |  |  | 32,529898 | -25,834351 | 250 | 33 | 0.4 | 3Φ | 2011 | Revive | RET69959 | 991 | 45 | 865.4733 | 125.5267 | 125526.6667 |  | 39 | 49.55 | 49550 | 941.45 | 2.222% | 20.9211 | 146.4478 | 844.5522
10141103 | PMT | TRANSFORMADOR | PT 264R | TRANSFORMADOR MARCA:Efacec PT 264R |  |  | Muhlaze |  |  | 32,52028 | -25,847698 | 315 | 33 | 0.4 | 3Φ | 2011 | Efacec | F000744.01 | 1039 | 45 | 907.3933 | 131.6067 | 131606.6667 |  | 39 | 51.95 | 51950 | 987.05 | 2.222% | 21.9344 | 153.5411 | 885.4589
10141103 | PMT | TRANSFORMADOR | PT 469R | TRANSFORMADOR MARCA:Revive PT 469R |  |  | Muhlaze |  |  | 32,510460 | -25,843755 | 250 | 33 | 0.4 | 3Φ | 2011 | Revive | RET69963 | 991 | 45 | 865.4733 | 125.5267 | 125526.6667 |  | 39 | 49.55 | 49550 | 941.45 | 2.222% | 20.9211 | 146.4478 | 844.5522
10141103 | PMT | TRANSFORMADOR | PT 468R | TRANSFORMADOR MARCA:Revive PT 468R |  |  | Muhlaze |  |  | 32,515147 | -25,846164 | 250 | 33 | 0.4 | 3Φ | 2011 | Revive | RET69960 | 991 | 45 | 865.4733 | 125.5267 | 125526.6667 |  | 39 | 49.55 | 49550 | 941.45 | 2.222% | 20.9211 | 146.4478 | 844.5522
10141103 | PMT | TRANSFORMADOR | PT 464R | TRANSFORMADOR MARCA:Revive PT 464R |  |  | Muhlaze |  |  | 32,512203 | -25,836541 | 250 | 33 | 0.4 | 3Φ | 2011 | Revive | RET69962 | 991 | 45 | 865.4733 | 125.5267 | 125526.6667 |  | 39 | 49.55 | 49550 | 941.45 | 2.222% | 20.9211 | 146.4478 | 844.5522
10141103 | PMT | TRANSFORMADOR | PTS 05 | TRANSFORMADOR MARCA:Powertech PTS 05 |  |  | MATOLA |  |  | 32,457454 | -25,973923 | 315 | 33 | 0.4 | 3Φ | 2011 | Powertech | 20696302/02 | 1039 | 45 | 907.3933 | 131.6067 | 131606.6667 |  | 39 | 51.95 | 51950 | 987.05 | 2.222% | 21.9344 | 153.5411 | 885.4589
10141103 | PMT | TRANSFORMADOR | PTS 238 | TRANSFORMADOR MARCA:Powertech PTS 238 |  |  | MATOLA |  |  | 32,473825 | -25,956046 | 630 | 33 | 0.4 | 3Φ | 2011 | Powertech | 30741802/01 | 1200 | 45 | 1048 | 152 | 152000 |  | 39 | 60 | 60000 | 1140 | 2.222% | 25.3333 | 177.3333 | 1022.6667
10141103 | PMT | TRANSFORMADOR | PTS 351 | TRANSFORMADOR MARCA:Actom PTS 351 |  |  | MATOLA |  |  | 32,42925 | -25,87853 | 100 | 33 | 0.4 | 3Φ | 2011 | Actom | 13096 | 763 | 45 | 666.3533 | 96.6467 | 96646.6667 |  | 39 | 38.15 | 38150 | 724.85 | 2.222% | 16.1078 | 112.7544 | 650.2456
10141103 | PMT | TRANSFORMADOR | PTS 37 | TRANSFORMADOR MARCA:Powertech PTS 37 |  |  | Inherrime |  |  | 35,22081 | -24,33479 | 100 | 33 | 0.4 | 3Φ | 2011 | Powertech | 02450/01/01 | 763 | 45 | 666.3533 | 96.6467 | 96646.6667 |  | 39 | 38.15 | 38150 | 724.85 | 2.222% | 16.1078 | 112.7544 | 650.2456
10141103 | PMT | TRANSFORMADOR | PTS 33 | TRANSFORMADOR MARCA:Powertech PTS 33 |  |  | Inherrime |  |  | 35,19282 | -24,52381 | 100 | 33 | 0.4 | 3Φ | 2011 | Powertech | 10725402/02 | 763 | 45 | 666.3533 | 96.6467 | 96646.6667 |  | 39 | 38.15 | 38150 | 724.85 | 2.222% | 16.1078 | 112.7544 | 650.2456
10141103 | PMT | TRANSFORMADOR | PTS 01 | TRANSFORMADOR MARCA:itb PTS 01 |  |  | Homoine |  |  | 35,14971 | -23,99379 | 315 | 33 | 0.4 | 3Φ | 2011 | itb | 735145 | 1039 | 45 | 907.3933 | 131.6067 | 131606.6667 |  | 39 | 51.95 | 51950 | 987.05 | 2.222% | 21.9344 | 153.5411 | 885.4589
10141103 | PMT | TRANSFORMADOR | PTS 15 | TRANSFORMADOR MARCA:Revive PTS 15 |  |  | Homoine |  |  | 35,18392 | -23,91092 | 32 | 33 | 0.4 | 1Φ | 2011 | Revive | RET 67565 | 643 | 45 | 561.5533 | 81.4467 | 81446.6667 |  | 39 | 32.15 | 32150 | 610.85 | 2.222% | 13.5744 | 95.0211 | 547.9789
10141103 | PMT | TRANSFORMADOR | PTS 16 | TRANSFORMADOR MARCA:Revive PTS 16 |  |  | Homoine |  |  | 35,14833 | -23,92234 | 32 | 33 | 0.4 | 1Φ | 2011 | Revive | RET 67567 | 643 | 45 | 561.5533 | 81.4467 | 81446.6667 |  | 39 | 32.15 | 32150 | 610.85 | 2.222% | 13.5744 | 95.0211 | 547.9789
10141103 | PMT | TRANSFORMADOR | PTS 11 | TRANSFORMADOR MARCA:Revive PTS 11 |  |  | Homoine |  |  | 35,14232 | -23,89068 | 32 | 33 | 0.4 | 1Φ | 2011 | Revive | RET 67570 | 643 | 45 | 561.5533 | 81.4467 | 81446.6667 |  | 39 | 32.15 | 32150 | 610.85 | 2.222% | 13.5744 | 95.0211 | 547.9789
10141103 | PMT | TRANSFORMADOR | PTS 10 | TRANSFORMADOR MARCA:Efacec PTS 10 |  |  | CIDADE DA MATOLA |  |  | 32,469333 | -25,966421 | 630 | 33 | 0.4 | 3Φ | 2011 | Efacec | F000746.02 | 1200 | 45 | 1048 | 152 | 152000 |  | 39 | 60 | 60000 | 1140 | 2.222% | 25.3333 | 177.3333 | 1022.6667
10141103 | PMT | TRANSFORMADOR | PTS 399 | TRANSFORMADOR MARCA:Powertech PTS 399 |  |  | CIDADE DA MATOLA |  |  | 32,464705 | -25,979002 | 160 | 33 | 0.4 | 3Φ | 2011 | Powertech | 20708301/04 | 991 | 45 | 865.4733 | 125.5267 | 125526.6667 |  | 39 | 49.55 | 49550 | 941.45 | 2.222% | 20.9211 | 146.4478 | 844.5522
10141103 | PMT | TRANSFORMADOR | PTS 839 | TRANSFORMADOR MARCA:Megatron PTS 839 |  |  | CIDADE DA MATOLA |  |  | 32,462448 | -25,983596 | 200 | 33 | 0.4 | 3Φ | 2011 | Megatron | DIC200/33-003 | 991 | 45 | 865.4733 | 125.5267 | 125526.6667 |  | 39 | 49.55 | 49550 | 941.45 | 2.222% | 20.9211 | 146.4478 | 844.5522
10141103 | PMT | TRANSFORMADOR | PTS 438 | TRANSFORMADOR MARCA:Powertech PTS 438 |  |  | CIDADE DA MATOLA |  |  | 32,449805 | -25,964221 | 315 | 33 | 0.44 | 3Φ | 2011 | Powertech | 20706603/02 | 1039 | 45 | 907.3933 | 131.6067 | 131606.6667 |  | 39 | 51.95 | 51950 | 987.05 | 2.222% | 21.9344 | 153.5411 | 885.4589
10141103 | PMT | TRANSFORMADOR | PTS 400 | TRANSFORMADOR MARCA:Powertech PTS 400 |  |  | CIDADE DA MATOLA |  |  | 32,451701 | -25,945276 | 315 | 33 | 0.4 | 3Φ | 2011 | Powertech | 20696302/01 | 1039 | 45 | 907.3933 | 131.6067 | 131606.6667 |  | 39 | 51.95 | 51950 | 987.05 | 2.222% | 21.9344 | 153.5411 | 885.4589
10141103 | PMT | TRANSFORMADOR | PT 106R | TRANSFORMADOR MARCA:Actom PT 106R |  |  | Bukiso |  |  | 32,574430 | -25,8041579 | 250 | 33 | 0.4 | 3Φ | 2011 | Actom | 35131/04/001 | 991 | 45 | 865.4733 | 125.5267 | 125526.6667 |  | 39 | 49.55 | 49550 | 941.45 | 2.222% | 20.9211 | 146.4478 | 844.5522
10141103 | PMT | TRANSFORMADOR |  | TRANSFORMADOR MARCA:Transformadores de Mozambique | Rihondza |  | Maputo |  |  | 32,7754354 | -25,4234332 | 32 | 33 | 0,4 | 2Φ | 2011 | Transformadores de Mozambique | 798203 | 643 | 45 | 561.5533 | 81.4467 | 81446.6667 |  | 39 | 32.15 | 32150 | 610.85 | 2.222% | 13.5744 | 95.0211 | 547.9789
10141103 | PMT | TRANSFORMADOR | AGXX/PTS0018 | TRANSFORMADOR MARCA:EFACEC AGXX/PTS0018 AGXX/PTS0018 | Licilo Lojas | AGXX/PTS0018 | CHISSANO | Gaza |  | 24º 51.260 | 033º 24.794 | 200 | 33 | 0.4 | 3 | 2011 | EFACEC | F000731.03 | 991 | 45 | 865.4733 | 125.5267 | 125526.6667 |  | 39 | 49.55 | 49550 | 941.45 | 2.222% | 20.9211 | 146.4478 | 844.5522
10141103 | PMT | TRANSFORMADOR | AGXX/PTS0019 | TRANSFORMADOR MARCA:EFACEC AGXX/PTS0019 AGXX/PTS0019 | Bairro 1 Aldeia Julius Nyerere | AGXX/PTS0019 | CHISSANO | Gaza |  | 24º 54.260 | 033º 30.564 | 200 | 33 | 0.4 | 3 | 2011 | EFACEC | K00073.04 | 991 | 45 | 865.4733 | 125.5267 | 125526.6667 |  | 39 | 49.55 | 49550 | 941.45 | 2.222% | 20.9211 | 146.4478 | 844.5522
10141103 | PMT | TRANSFORMADOR | AGXX/PTS0027 | TRANSFORMADOR MARCA:EFACEC AGXX/PTS0027 AGXX/PTS0027 | Escola Secundaria de Chicumbane | AGXX/PTS0027 | ZONGOENE | Gaza |  | 24º 59.572 | 033º 32.500 | 250 | 33 | 0.4 | 3 | 2011 | EFACEC | K000731.03 | 991 | 45 | 865.4733 | 125.5267 | 125526.6667 |  | 39 | 49.55 | 49550 | 941.45 | 2.222% | 20.9211 | 146.4478 | 844.5522
10141103 | PMT | TRANSFORMADOR | AGXX/PTS0048 | TRANSFORMADOR MARCA:EFACEC AGXX/PTS0048 AGXX/PTS0048 | Quartel Bairro 12 Cidade de XX | AGXX/PTS0048 | DA CIDADE DE XAI-XAI | Gaza |  | 25º 02.932 | 033º 38.402 | 315 | 11 | 0.4 | 3 | 2011 | EFACEC | K0074.04 | 840 | 45 | 733.6 | 106.4 | 106400 |  | 39 | 42 | 42000 | 798 | 2.222% | 17.7333 | 124.1333 | 715.8667
10141103 | PMT | TRANSFORMADOR | AGXX/PTS0082 | TRANSFORMADOR MARCA:TRANSFORM AGXX/PTS0082 AGXX/PTS0082 | Patrice Lumumba 2º bairro-Marilio | AGXX/PTS0082 | Gaza | Gaza |  | 25º 05.511 | 033º 40.081 | 100 | 11 | 0.4 | 3 | 2011 | TRANSFORM | 17086 | 445 | 45 | 388.6333 | 56.3667 | 56366.6667 |  | 39 | 22.25 | 22250 | 422.75 | 2.222% | 9.3944 | 65.7611 | 379.2389
10141103 | PMT | TRANSFORMADOR | AGXX/PTS0071 | TRANSFORMADOR MARCA:ITB AGXX/PTS0071 AGXX/PTS0071 | Sanda-Sanda 2 Bairro 5 | AGXX/PTS0071 | Gaza | Gaza |  | 25º 03.706 | 033º 41.606 | 315 | 11 | 0.4 | 3 | 2011 | ITB | 735135 | 840 | 45 | 733.6 | 106.4 | 106400 |  | 39 | 42 | 42000 | 798 | 2.222% | 17.7333 | 124.1333 | 715.8667
10141103 | PMT | TRANSFORMADOR | AGXX/PTS0095 | TRANSFORMADOR MARCA:EFACEC AGXX/PTS0095 AGXX/PTS0095 | Campismo | AGXX/PTS0095 | Gaza | Gaza |  | 25º 06.901 | 033º 44.372 | 200 | 11 | 0.4 | 3 | 2011 | EFACEC | F000732.09 | 572 | 45 | 499.5467 | 72.4533 | 72453.3333 |  | 39 | 28.6 | 28600 | 543.4 | 2.222% | 12.0756 | 84.5289 | 487.4711
10141103 | PMT | TRANSFORMADOR | AGXX/PTS0099 | TRANSFORMADOR MARCA:ITB AGXX/PTS0099 AGXX/PTS0099 | Phuza Kola-Inhamissa | AGXX/PTS0099 | Gaza | Gaza |  | 25º 03.134 | 033º 40.815 | 200 | 11 | 0.4 | 3 | 2011 | ITB | 756436 | 572 | 45 | 499.5467 | 72.4533 | 72453.3333 |  | 39 | 28.6 | 28600 | 543.4 | 2.222% | 12.0756 | 84.5289 | 487.4711
10141103 | PMT | TRANSFORMADOR | AGXX/PTS0102 | TRANSFORMADOR MARCA:ITB AGXX/PTS0102 AGXX/PTS0102 | Linha Ferrea | AGXX/PTS0102 | Gaza | Gaza |  | 25º 02.738 | 033º 41.066 | 200 | 11 | 0.4 | 3 | 2011 | ITB | 735117 | 572 | 45 | 499.5467 | 72.4533 | 72453.3333 |  | 39 | 28.6 | 28600 | 543.4 | 2.222% | 12.0756 | 84.5289 | 487.4711
10141103 | PMT | TRANSFORMADOR | AGXX/PTS0113 | TRANSFORMADOR MARCA:ALSTOM AGXX/PTS0113 AGXX/PTS0113 | Ndambine 2000 Quartel da FIR | AGXX/PTS0113 | Gaza | Gaza |  | 25º 02.554 | 033º42.970 | 100 | 11 | 0.4 | 3 | 2011 | ALSTOM | 04164/01/03 | 445 | 45 | 388.6333 | 56.3667 | 56366.6667 |  | 39 | 22.25 | 22250 | 422.75 | 2.222% | 9.3944 | 65.7611 | 379.2389
10141103 | PMT | TRANSFORMADOR | AGXX/PTS0114 | TRANSFORMADOR MARCA:OZGUNCY AGXX/PTS0114 AGXX/PTS0114 | Ndambine 2000 | AGXX/PTS0114 | Gaza | Gaza |  | 25º 02.702 | 033º 43.232 | 315 | 11 | 0.4 | 3 | 2011 | OZGUNCY | 32956 | 840 | 45 | 733.6 | 106.4 | 106400 |  | 39 | 42 | 42000 | 798 | 2.222% | 17.7333 | 124.1333 | 715.8667
10141103 | PMT | TRANSFORMADOR | AGXX/PTS0115 | TRANSFORMADOR MARCA:FST AGXX/PTS0115 AGXX/PTS0115 | Ndambine 2000 Escola | AGXX/PTS0115 | Gaza | Gaza |  | 25º 02.472 | 033º 43.316 | 200 | 11 | 0.4 | 3 | 2011 | FST | TB1509152 | 572 | 45 | 499.5467 | 72.4533 | 72453.3333 |  | 39 | 28.6 | 28600 | 543.4 | 2.222% | 12.0756 | 84.5289 | 487.4711
10141103 | PMT | TRANSFORMADOR | AGXX/PTS0159 | TRANSFORMADOR MARCA:FST AGXX/PTS0159 AGXX/PTS0159 | Chongoene Senta Baixo | AGXX/PTS0159 | Gaza | Gaza |  | 25° 01.178 | 033° 47.761 | 250 | 33 | 0.4 | 3 | 2011 | FST | 110801 | 991 | 45 | 865.4733 | 125.5267 | 125526.6667 |  | 39 | 49.55 | 49550 | 941.45 | 2.222% | 20.9211 | 146.4478 | 844.5522
10141103 | PMT | TRANSFORMADOR | AGXX/PTS0167 | TRANSFORMADOR MARCA:ITB AGXX/PTS0167 AGXX/PTS0167 | Siaia 1 Povoação | AGXX/PTS0167 | CHIBUTO / MANJACAZE | Gaza |  | 24° 56.845 | 033° 45.431 | 160 | 33 | 0.4 | 3 | 2011 | ITB | 756426 | 991 | 45 | 865.4733 | 125.5267 | 125526.6667 |  | 39 | 49.55 | 49550 | 941.45 | 2.222% | 20.9211 | 146.4478 | 844.5522
10141103 | PMT | TRANSFORMADOR | AGCBT/PTS0190 | TRANSFORMADOR MARCA:PME AGCBT/PTS0190 AGCBT/PTS0190 | Eduardo Mondlane | AGCBT/PTS0190 | GESTÃO ZSC DE CHIBUTO | Gaza |  | 24º 45.402 | 033º 37.432 | 160 | 33 | 0.4 | 3 | 2011 | PME | 160110011 | 991 | 45 | 865.4733 | 125.5267 | 125526.6667 |  | 39 | 49.55 | 49550 | 941.45 | 2.222% | 20.9211 | 146.4478 | 844.5522
10141103 | PMT | TRANSFORMADOR | AGCBT/PTS0221 | TRANSFORMADOR MARCA:ITB AGCBT/PTS0221 AGCBT/PTS0221 | Unidade 1 Escola | AGCBT/PTS0221 | GESTÃO ZSC DE CHIBUTO | Gaza |  | 24° 40.117 | 033° 31.285 | 160 | 33 | 0.4 | 3 | 2011 | ITB | 735105 | 991 | 45 | 865.4733 | 125.5267 | 125526.6667 |  | 39 | 49.55 | 49550 | 941.45 | 2.222% | 20.9211 | 146.4478 | 844.5522
10141103 | PMT | TRANSFORMADOR | AGCBT/PTS0222 | TRANSFORMADOR MARCA:ITB AGCBT/PTS0222 AGCBT/PTS0222 | Hotel | AGCBT/PTS0222 | GESTÃO ZSC DE CHIBUTO | Gaza |  | 24° 41.310 | 033° 31.607 | 315 | 33 | 0.4 | 3 | 2011 | ITB | 735140 | 1039 | 45 | 907.3933 | 131.6067 | 131606.6667 |  | 39 | 51.95 | 51950 | 987.05 | 2.222% | 21.9344 | 153.5411 | 885.4589
10141103 | PMT | TRANSFORMADOR | AGCBT/PTS0224 | TRANSFORMADOR MARCA:TM AGCBT/PTS0224 AGCBT/PTS0224 | Macalawane | AGCBT/PTS0224 | GESTÃO ZSC DE CHIBUTO | Gaza |  | 24° 40.825 | 033° 27.338 | 32 | 33 | 0.4 | 3 | 2011 | TM | 798210 | 643 | 45 | 561.5533 | 81.4467 | 81446.6667 |  | 39 | 32.15 | 32150 | 610.85 | 2.222% | 13.5744 | 95.0211 | 547.9789
10141103 | PMT | TRANSFORMADOR | AGCBT/PTS0225 | TRANSFORMADOR MARCA:TM AGCBT/PTS0225 AGCBT/PTS0225 | Macalawane | AGCBT/PTS0225 | GESTÃO ZSC DE CHIBUTO | Gaza |  | 24° 40.288 | 033° 27.086 | 32 | 33 | 0.4 | 3 | 2011 | TM | 798198 | 643 | 45 | 561.5533 | 81.4467 | 81446.6667 |  | 39 | 32.15 | 32150 | 610.85 | 2.222% | 13.5744 | 95.0211 | 547.9789
10141103 | PMT | TRANSFORMADOR | AGMJC/PTS0232 | TRANSFORMADOR MARCA:TM AGMJC/PTS0232 AGMJC/PTS0232 | Ndavene | AGMJC/PTS0232 | GESTÃO - ZSC DE MANJACAZE | Gaza |  | 24° 44.266 | 033° 46.530 | 32 | 33 | 0.4 | 3 | 2011 | TM | 798199 | 643 | 45 | 561.5533 | 81.4467 | 81446.6667 |  | 39 | 32.15 | 32150 | 610.85 | 2.222% | 13.5744 | 95.0211 | 547.9789
10141103 | PMT | TRANSFORMADOR | AGMJC/PTS0274 | TRANSFORMADOR MARCA:TM AGMJC/PTS0274 AGMJC/PTS0274 | Mausse - Govela (Monofasico) | AGMJC/PTS0274 | GESTÃO - ZSC DE MANJACAZE | Gaza |  | 24° 39.121 | 033° 57.569 | 32 | 33 | 0.4 | 3 | 2011 | TM | 796214 | 643 | 45 | 561.5533 | 81.4467 | 81446.6667 |  | 39 | 32.15 | 32150 | 610.85 | 2.222% | 13.5744 | 95.0211 | 547.9789
10141103 | PMT | TRANSFORMADOR |  | TRANSFORMADOR MARCA:TUSCO TRAFO MONTEPUEZ | ZSCMP | MONTEPUEZ | MONTEPUEZ | Nepara Cemiterio |  | 13006’59,3” | 38059’37,7” | 160 | 33 | 0.4 | 3 | 2011 | TUSCO TRAFO | 551148 | 991 | 45 | 865.4733 | 125.5267 | 125526.6667 |  | 39 | 49.55 | 49550 | 941.45 | 2.222% | 20.9211 | 146.4478 | 844.5522
10141103 | PMT | TRANSFORMADOR |  | TRANSFORMADOR MARCA:POWERTECH MONTEPUEZ | ZSCMP | MONTEPUEZ | MONTEPUEZ | Namuetho |  | 13006’58,4” | 39000’58,4” | 100 | 33 | 0.4 | 3 | 2011 | POWERTECH | 20930602/02 | 763 | 45 | 666.3533 | 96.6467 | 96646.6667 |  | 39 | 38.15 | 38150 | 724.85 | 2.222% | 16.1078 | 112.7544 | 650.2456
10141103 | PMT | TRANSFORMADOR |  | TRANSFORMADOR MARCA:removido MONTEPUEZ | ZSCMP | MONTEPUEZ | MONTEPUEZ | Junto a EPC de Mocimboa |  | 13°06'55,5'' | 39°01'08.1'' | 100 | 33 | 0.4 | 3 | 2011 | removido | removido | 763 | 45 | 666.3533 | 96.6467 | 96646.6667 |  | 39 | 38.15 | 38150 | 724.85 | 2.222% | 16.1078 | 112.7544 | 650.2456
10141103 | PMT | TRANSFORMADOR |  | TRANSFORMADOR MARCA:ASTOR MONTEPUEZ | USMDB | MONTEPUEZ | Muidumbe | Escritorio |  | S11.77865' | E39.89976' | 100 | 33 | 0.4 | 3 | 2011 | ASTOR | 10/316 | 763 | 45 | 666.3533 | 96.6467 | 96646.6667 |  | 39 | 38.15 | 38150 | 724.85 | 2.222% | 16.1078 | 112.7544 | 650.2456
10141103 | PMT | TRANSFORMADOR |  | TRANSFORMADOR MARCA:ASTOR MONTEPUEZ | USMDB | MONTEPUEZ | Muidumbe | Centro de Saude Namacande |  | S11.77499 | E39.89486 | 100 | 33 | 0.4 | 3 | 2011 | ASTOR | 10/320 | 763 | 45 | 666.3533 | 96.6467 | 96646.6667 |  | 39 | 38.15 | 38150 | 724.85 | 2.222% | 16.1078 | 112.7544 | 650.2456
10141103 | PMT | TRANSFORMADOR |  | TRANSFORMADOR MARCA:ASTOR MONTEPUEZ | USMDB | MONTEPUEZ | Muidumbe | Mercado Namacande |  | S11.78476 | E39.91446 | 100 | 33 | 0.4 | 3 | 2011 | ASTOR | 10/315 | 763 | 45 | 666.3533 | 96.6467 | 96646.6667 |  | 39 | 38.15 | 38150 | 724.85 | 2.222% | 16.1078 | 112.7544 | 650.2456
10141103 | PMT | TRANSFORMADOR |  | TRANSFORMADOR MARCA:ASTOR MONTEPUEZ | USMDB | MONTEPUEZ | Muidumbe | Hospital Muatide |  | S11.76023 | E39.80417 | 100 | 33 | 0.4 | 3 | 2011 | ASTOR | 17/13428 | 763 | 45 | 666.3533 | 96.6467 | 96646.6667 |  | 39 | 38.15 | 38150 | 724.85 | 2.222% | 16.1078 | 112.7544 | 650.2456
10141103 | PMT | TRANSFORMADOR |  | TRANSFORMADOR MARCA:ASTOR MONTEPUEZ | USMDB | MONTEPUEZ | Muidumbe | Centro de Saude Miteda |  | S11.75839 | E39.72370 | 50 | 33 | 0.4 | 3 | 2011 | ASTOR | 10/308 | 643 | 45 | 561.5533 | 81.4467 | 81446.6667 |  | 39 | 32.15 | 32150 | 610.85 | 2.222% | 13.5744 | 95.0211 | 547.9789
10141103 | PMT | TRANSFORMADOR |  | TRANSFORMADOR MARCA:ASTOR MONTEPUEZ | USMDB | MONTEPUEZ | Muidumbe | Mercado de Miteda |  | S11.76103 | E39.73285 | 100 | 33 | 0.4 | 3 | 2011 | ASTOR | 10/327 | 763 | 45 | 666.3533 | 96.6467 | 96646.6667 |  | 39 | 38.15 | 38150 | 724.85 | 2.222% | 16.1078 | 112.7544 | 650.2456
10141103 | PMT | TRANSFORMADOR |  | TRANSFORMADOR MARCA:ASTOR MONTEPUEZ | USMDB | MONTEPUEZ | Muidumbe | Mercado Muabula |  | S11.82473 | E39.82105 | 160 | 33 | 0.4 | 3 | 2011 | ASTOR | 10/334 | 991 | 45 | 865.4733 | 125.5267 | 125526.6667 |  | 39 | 49.55 | 49550 | 941.45 | 2.222% | 20.9211 | 146.4478 | 844.5522
10141103 | PMT | TRANSFORMADOR |  | TRANSFORMADOR MARCA:ASTOR MONTEPUEZ | USMDB | MONTEPUEZ | Muidumbe | Missao nangololo Muambula |  | S11.82251 | E39.81319 | 100 | 33 | 0.4 | 3 | 2011 | ASTOR | 10/314 | 763 | 45 | 666.3533 | 96.6467 | 96646.6667 |  | 39 | 38.15 | 38150 | 724.85 | 2.222% | 16.1078 | 112.7544 | 650.2456
10141103 | PMT | TRANSFORMADOR |  | TRANSFORMADOR MARCA:ASTOR MONTEPUEZ | USMDB | MONTEPUEZ | Muidumbe | Mercado Chitunda |  | S11.83563 | E40.09000 | 50 | 33 | 0.4 | 3 | 2011 | ASTOR |  | 643 | 45 | 561.5533 | 81.4467 | 81446.6667 |  | 39 | 32.15 | 32150 | 610.85 | 2.222% | 13.5744 | 95.0211 | 547.9789
10141103 | PMT | TRANSFORMADOR |  | TRANSFORMADOR MARCA:ASTOR MONTEPUEZ | USMDB | MONTEPUEZ | Muidumbe | Centro de Saude Miangalewa |  | S11.82845 | E40.07438 | 50 | 33 | 0.4 | 3 | 2011 | ASTOR | 10/11086 | 643 | 45 | 561.5533 | 81.4467 | 81446.6667 |  | 39 | 32.15 | 32150 | 610.85 | 2.222% | 13.5744 | 95.0211 | 547.9789
10141103 | PMT | TRANSFORMADOR |  | TRANSFORMADOR MARCA:ASTOR MONTEPUEZ | USMDB | MONTEPUEZ | Muidumbe | Mercado Miangalewa |  | S11.83213 | E40.09729 | 100 | 33 | 0.4 | 3 | 2011 | ASTOR | F000436.10 | 763 | 45 | 666.3533 | 96.6467 | 96646.6667 |  | 39 | 38.15 | 38150 | 724.85 | 2.222% | 16.1078 | 112.7544 | 650.2456
10141103 | PMT | TRANSFORMADOR |  | TRANSFORMADOR MARCA:ASTOR MONTEPUEZ | USMDB | MONTEPUEZ | Muidumbe | EPC Miangalewa |  | S11.82849 | E40.10164 | 50 | 33 | 0.4 | 3 | 2011 | ASTOR | 10/11084 | 643 | 45 | 561.5533 | 81.4467 | 81446.6667 |  | 39 | 32.15 | 32150 | 610.85 | 2.222% | 13.5744 | 95.0211 | 547.9789
10141103 | PMT | TRANSFORMADOR |  | TRANSFORMADOR MARCA:ASTOR MONTEPUEZ | USMDB | MONTEPUEZ | Muidumbe | Moegeira Giboa Miangalewa |  | S11.70665 | E39.98392 | 50 | 33 | 0.4 | 3 | 2011 | ASTOR | 10//307 | 643 | 45 | 561.5533 | 81.4467 | 81446.6667 |  | 39 | 32.15 | 32150 | 610.85 | 2.222% | 13.5744 | 95.0211 | 547.9789
10141103 | PMT | TRANSFORMADOR |  | TRANSFORMADOR MARCA:ASTOR MONTEPUEZ | USMUD | MONTEPUEZ | Mueda | LILONDO |  | S11.66357 | E39.58231 | 160 | 33 | 0.4 | 3 | 2011 | ASTOR | 10/308 | 991 | 45 | 865.4733 | 125.5267 | 125526.6667 |  | 39 | 49.55 | 49550 | 941.45 | 2.222% | 20.9211 | 146.4478 | 844.5522
10141103 | PMT | TRANSFORMADOR |  | TRANSFORMADOR MARCA:ASTOR MONTEPUEZ | USMUD | MONTEPUEZ | Mueda | ROVUMA BAMBOS AMARELO |  | S11.66386 | E39.57074 | 160 | 33 | 0.4 | 3 | 2011 | ASTOR | 10/363 | 991 | 45 | 865.4733 | 125.5267 | 125526.6667 |  | 39 | 49.55 | 49550 | 941.45 | 2.222% | 20.9211 | 146.4478 | 844.5522
10141103 | PMT | TRANSFORMADOR |  | TRANSFORMADOR MARCA:ASTOR MONTEPUEZ | USMUD | MONTEPUEZ | Mueda | ROVUMA ESCOLA SECUNDARIA (Mringue) |  | S11.66452 | E39.56442 | 160 | 33 | 0.4 | 3 | 2011 | ASTOR | 10/331 | 991 | 45 | 865.4733 | 125.5267 | 125526.6667 |  | 39 | 49.55 | 49550 | 941.45 | 2.222% | 20.9211 | 146.4478 | 844.5522
10141103 | PMT | TRANSFORMADOR |  | TRANSFORMADOR MARCA:TDM MONTEPUEZ | USMUD | MONTEPUEZ | Mueda | ROVUMA ESCOLA PRIMARIA |  | S11.66997 | E39.56566 | 100 | 33 | 0.4 | 3 | 2011 | TDM | 892480 | 763 | 45 | 666.3533 | 96.6467 | 96646.6667 |  | 39 | 38.15 | 38150 | 724.85 | 2.222% | 16.1078 | 112.7544 | 650.2456
10141103 | PMT | TRANSFORMADOR |  | TRANSFORMADOR MARCA:ASTOR MONTEPUEZ | USMUD | MONTEPUEZ | Mueda | MAPUTO MERCADO CENTRAL |  | S11.66252 | E39.56231 | 100 | 33 | 0.4 | 3 | 2011 | ASTOR | 10/324 | 763 | 45 | 666.3533 | 96.6467 | 96646.6667 |  | 39 | 38.15 | 38150 | 724.85 | 2.222% | 16.1078 | 112.7544 | 650.2456
10141103 | PMT | TRANSFORMADOR |  | TRANSFORMADOR MARCA:ASTOR MONTEPUEZ | USMUD | MONTEPUEZ | Mueda | NTANDEDE NO PARTIDO FRELIMO |  | 11°39'39'42.1596 | 39°33'23.2931 | 160 | 33 | 0.4 | 3 | 2011 | ASTOR | 10/325 | 991 | 45 | 865.4733 | 125.5267 | 125526.6667 |  | 39 | 49.55 | 49550 | 941.45 | 2.222% | 20.9211 | 146.4478 | 844.5522
10141103 | PMT | TRANSFORMADOR |  | TRANSFORMADOR MARCA:ASTOR MONTEPUEZ | USMUD | MONTEPUEZ | Mueda | CIMENTO ESCOLA CECUNDARIA |  | S11.66997 | E39.56566 | 100 | 33 | 0.4 | 3 | 2011 | ASTOR | 10/323 | 763 | 45 | 666.3533 | 96.6467 | 96646.6667 |  | 39 | 38.15 | 38150 | 724.85 | 2.222% | 16.1078 | 112.7544 | 650.2456
10141103 | PMT | TRANSFORMADOR |  | TRANSFORMADOR MARCA:ASTOR MONTEPUEZ | USMUD | MONTEPUEZ | Mueda | NTANDEDE ENTRADA DO REGISTO |  | S11.66168 | E39.55643 | 160 | 33 | 0.4 | 3 | 2011 | ASTOR | 10/326 | 991 | 45 | 865.4733 | 125.5267 | 125526.6667 |  | 39 | 49.55 | 49550 | 941.45 | 2.222% | 20.9211 | 146.4478 | 844.5522
10141103 | PMT | TRANSFORMADOR |  | TRANSFORMADOR MARCA:Efacec MONTEPUEZ | USMUD | MONTEPUEZ | Mueda | CIMENTO NO BARCLEYS |  | 11°39'43.3332 | 39°33°12.8772 | 100 | 33 | 0.4 | 3 | 2011 | Efacec | F000437.06 | 763 | 45 | 666.3533 | 96.6467 | 96646.6667 |  | 39 | 38.15 | 38150 | 724.85 | 2.222% | 16.1078 | 112.7544 | 650.2456
10141103 | PMT | TRANSFORMADOR |  | TRANSFORMADOR MARCA:ASTOR MONTEPUEZ | USMUD | MONTEPUEZ | Mueda | NTANDEDE MERCADO MASSIKINE |  | S11.66252 | E39.56231 | 160 | 33 | 0.4 | 3 | 2011 | ASTOR | 10/336 | 991 | 45 | 865.4733 | 125.5267 | 125526.6667 |  | 39 | 49.55 | 49550 | 941.45 | 2.222% | 20.9211 | 146.4478 | 844.5522
10141103 | PMT | TRANSFORMADOR |  | TRANSFORMADOR MARCA:ASTOR MONTEPUEZ | USMUD | MONTEPUEZ | Mueda | MAIMIO LOJA DOS INDIANOS |  | S11.65425 | E39.54445 | 100 | 33 | 0.4 | 3 | 2011 | ASTOR | 10/321 | 763 | 45 | 666.3533 | 96.6467 | 96646.6667 |  | 39 | 38.15 | 38150 | 724.85 | 2.222% | 16.1078 | 112.7544 | 650.2456
10141103 | PMT | TRANSFORMADOR |  | TRANSFORMADOR MARCA:TM MONTEPUEZ | USMUD | MONTEPUEZ | Mueda | ESCOLA PRIMARIA DE ROVUMA |  | S11.66386 | E39.57074 | 250 | 33 | 0.4 | 3 | 2011 | TM | 892480 | 991 | 45 | 865.4733 | 125.5267 | 125526.6667 |  | 39 | 49.55 | 49550 | 941.45 | 2.222% | 20.9211 | 146.4478 | 844.5522
10141103 | PMT | TRANSFORMADOR |  | TRANSFORMADOR MARCA:TDM MONTEPUEZ | USMUD | MONTEPUEZ | Mueda | Bairro MBAVALA |  | S11.62433 | E39.55427 | 250 | 33 | 0.4 | 3 | 2011 | TDM | 895515 | 991 | 45 | 865.4733 | 125.5267 | 125526.6667 |  | 39 | 49.55 | 49550 | 941.45 | 2.222% | 20.9211 | 146.4478 | 844.5522
10141103 | PMT | TRANSFORMADOR |  | TRANSFORMADOR MARCA:ASTOR MONTEPUEZ | USMUD | MONTEPUEZ | Mueda | MPEME NA ESTRADA |  | S11.60084 | E39.67952 | 50 | 33 | 0.4 | 3 | 2011 | ASTOR | 10/995 | 643 | 45 | 561.5533 | 81.4467 | 81446.6667 |  | 39 | 32.15 | 32150 | 610.85 | 2.222% | 13.5744 | 95.0211 | 547.9789
10141103 | PMT | TRANSFORMADOR |  | TRANSFORMADOR MARCA:ASTOR MONTEPUEZ | USMUD | MONTEPUEZ | Mueda | NAMAUA ESTRADA PRINCIPAL |  | S11.57725 | E39.72156 | 100 | 33 | 0.4 | 3 | 2011 | ASTOR | 17-01433 | 763 | 45 | 666.3533 | 96.6467 | 96646.6667 |  | 39 | 38.15 | 38150 | 724.85 | 2.222% | 16.1078 | 112.7544 | 650.2456
10141103 | PMT | TRANSFORMADOR |  | TRANSFORMADOR MARCA:Astor AUASSE | AGMDP | AUASSE | Mocimboa da Praia | Central Electrica da EDM |  | 647925 | 8745507 | 250 | 33 | 0.4 | 3 | 2011 | Astor | 17-02187 | 991 | 45 | 865.4733 | 125.5267 | 125526.6667 |  | 39 | 49.55 | 49550 | 941.45 | 2.222% | 20.9211 | 146.4478 | 844.5522
10141103 | PMT | TRANSFORMADOR |  | TRANSFORMADOR MARCA:Astor AUASSE | AGMDP | AUASSE | Mocimboa da Praia | Pamunda |  | S11.33951 | E40.36042 | 160 | 33 | 0.4 | 3 | 2011 | Astor | 10/334 | 991 | 45 | 865.4733 | 125.5267 | 125526.6667 |  | 39 | 49.55 | 49550 | 941.45 | 2.222% | 20.9211 | 146.4478 | 844.5522
10141103 | PMT | TRANSFORMADOR |  | TRANSFORMADOR MARCA:T.M AUASSE | AGMDP | AUASSE | Mocimboa da Praia | Correio de Mocambique - Mocimboa da Praia |  | S11.34839 | E40.35910 | 250 | 33 | 0.4 | 3 | 2011 | T.M | 920919 | 991 | 45 | 865.4733 | 125.5267 | 125526.6667 |  | 39 | 49.55 | 49550 | 941.45 | 2.222% | 20.9211 | 146.4478 | 844.5522
10141103 | PMT | TRANSFORMADOR |  | TRANSFORMADOR MARCA:T.M AUASSE | AGMDP | AUASSE | Mocimboa da Praia | Zalala |  | S11.34539 | E40.36240 | 160 | 33 | 0.4 | 3 | 2011 | T.M | 895516 | 991 | 45 | 865.4733 | 125.5267 | 125526.6667 |  | 39 | 49.55 | 49550 | 941.45 | 2.222% | 20.9211 | 146.4478 | 844.5522
10141103 | PMT | TRANSFORMADOR |  | TRANSFORMADOR MARCA:Efacec AUASSE | AGMDP | AUASSE | Mocimboa da Praia | Milamba Centro de saude |  | 648780 | 8744246 | 160 | 33 | 0.4 | 3 | 2011 | Efacec | F000437.05 | 991 | 45 | 865.4733 | 125.5267 | 125526.6667 |  | 39 | 49.55 | 49550 | 941.45 | 2.222% | 20.9211 | 146.4478 | 844.5522
10141103 | PMT | TRANSFORMADOR |  | TRANSFORMADOR MARCA:Astor AUASSE | AGMDP | AUASSE | Mocimboa da Praia | Milamba Nacala |  | S11.35066 | E40.35398 | 100 | 33 | 0.4 | 3 | 2011 | Astor | 10/311 | 763 | 45 | 666.3533 | 96.6467 | 96646.6667 |  | 39 | 38.15 | 38150 | 724.85 | 2.222% | 16.1078 | 112.7544 | 650.2456
10141103 | PMT | TRANSFORMADOR |  | TRANSFORMADOR MARCA:T.M AUASSE | AGMDP | AUASSE | Mocimboa da Praia | Unidade Nagi |  | S11.33959 | E40.35308 | 160 | 33 | 0.4 | 3 | 2011 | T.M | 979614 | 991 | 45 | 865.4733 | 125.5267 | 125526.6667 |  | 39 | 49.55 | 49550 | 941.45 | 2.222% | 20.9211 | 146.4478 | 844.5522
10141103 | PMT | TRANSFORMADOR |  | TRANSFORMADOR MARCA:Efacec AUASSE | AGMDP | AUASSE | Mocimboa da Praia | Campo de Futebol |  | S11.35656 | E40.36345 | 160 | 33 | 0.4 | 3 | 2011 | Efacec | F000437.08 | 991 | 45 | 865.4733 | 125.5267 | 125526.6667 |  | 39 | 49.55 | 49550 | 941.45 | 2.222% | 20.9211 | 146.4478 | 844.5522
10141103 | PMT | TRANSFORMADOR |  | TRANSFORMADOR MARCA:Efacec AUASSE | AGMDP | AUASSE | Mocimboa da Praia | Mercado |  | S11.34871 | E40.34811 | 160 | 33 | 0.4 | 3 | 2011 | Efacec | F000437.04 | 991 | 45 | 865.4733 | 125.5267 | 125526.6667 |  | 39 | 49.55 | 49550 | 941.45 | 2.222% | 20.9211 | 146.4478 | 844.5522
10141103 | PMT | TRANSFORMADOR |  | TRANSFORMADOR MARCA:Efacec AUASSE | AGMDP | AUASSE | Mocimboa da Praia | Liwanba |  | S11.34594 | E40.34792 | 100 | 33 | 0.4 | 3 | 2011 | Efacec | F000437.11 | 763 | 45 | 666.3533 | 96.6467 | 96646.6667 |  | 39 | 38.15 | 38150 | 724.85 | 2.222% | 16.1078 | 112.7544 | 650.2456
10141103 | PMT | TRANSFORMADOR |  | TRANSFORMADOR MARCA:T.M AUASSE | AGMDP | AUASSE | Mocimboa da Praia | BCI |  | S11.36356 | E40.33808 | 250 | 33 | 0.4 | 3 | 2011 | T.M | 967340 | 991 | 45 | 865.4733 | 125.5267 | 125526.6667 |  | 39 | 49.55 | 49550 | 941.45 | 2.222% | 20.9211 | 146.4478 | 844.5522
10141103 | PMT | TRANSFORMADOR |  | TRANSFORMADOR MARCA:Efacec AUASSE | AGMDP | AUASSE | Mocimboa da Praia | Escola Secundaria Januaria pedro |  | S11.35883 | E40.35309 | 160 | 33 | 0.4 | 3 | 2011 | Efacec | F000437.02 | 991 | 45 | 865.4733 | 125.5267 | 125526.6667 |  | 39 | 49.55 | 49550 | 941.45 | 2.222% | 20.9211 | 146.4478 | 844.5522
10141103 | PMT | TRANSFORMADOR |  | TRANSFORMADOR MARCA:Efacec AUASSE | AGMDP | AUASSE | Mocimboa da Praia | Castro/Leão |  | S11.36072 | E40.34864 | 160 | 33 | 0.4 | 3 | 2011 | Efacec | F000437.03 | 991 | 45 | 865.4733 | 125.5267 | 125526.6667 |  | 39 | 49.55 | 49550 | 941.45 | 2.222% | 20.9211 | 146.4478 | 844.5522
10141103 | PMT | TRANSFORMADOR |  | TRANSFORMADOR MARCA:Efacec AUASSE | AGMDP | AUASSE | Mocimboa da Praia | EPC 30 de Junho |  | 646416 | 8743302 | 160 | 33 | 0.4 | 3 | 2011 | Efacec | F000437.01 | 991 | 45 | 865.4733 | 125.5267 | 125526.6667 |  | 39 | 49.55 | 49550 | 941.45 | 2.222% | 20.9211 | 146.4478 | 844.5522
10141103 | PMT | TRANSFORMADOR |  | TRANSFORMADOR MARCA:Fuji Tusco AUASSE | AGMDP | AUASSE | Mocimboa da Praia | Nanchemele |  | S11.36520 | E40.34183 | 100 | 33 | 0.4 | 3 | 2011 | Fuji Tusco | 591279 | 763 | 45 | 666.3533 | 96.6467 | 96646.6667 |  | 39 | 38.15 | 38150 | 724.85 | 2.222% | 16.1078 | 112.7544 | 650.2456
10141103 | PMT | TRANSFORMADOR |  | TRANSFORMADOR MARCA:Efacec AUASSE | AGMDP | AUASSE | Mocimboa da Praia | 1º de maio |  | S11.36520 | E40.34183 | 50 | 33 | 0.4 | 3 | 2011 | Efacec | F000436.01 | 643 | 45 | 561.5533 | 81.4467 | 81446.6667 |  | 39 | 32.15 | 32150 | 610.85 | 2.222% | 13.5744 | 95.0211 | 547.9789
10141103 | PMT | TRANSFORMADOR |  | TRANSFORMADOR MARCA:Efacec AUASSE | AGMDP | AUASSE | Mocimboa da Praia | Quelimane Centro de Saude Quelimane |  | 644771 | 8768153 | 50 | 33 | 0.4 | 3 | 2011 | Efacec | F000438.01 | 643 | 45 | 561.5533 | 81.4467 | 81446.6667 |  | 39 | 32.15 | 32150 | 610.85 | 2.222% | 13.5744 | 95.0211 | 547.9789
10141103 | PMT | TRANSFORMADOR |  | TRANSFORMADOR MARCA:Tusco Trafo AUASSE | AGMDP | AUASSE | Mocimboa da Praia | Awasse via Mueda |  | S11.53664 | E39.93649 | 100 | 33 | 0.4 | 3 | 2011 | Tusco Trafo | 496305 | 763 | 45 | 666.3533 | 96.6467 | 96646.6667 |  | 39 | 38.15 | 38150 | 724.85 | 2.222% | 16.1078 | 112.7544 | 650.2456
10141103 | PMT | TRANSFORMADOR |  | TRANSFORMADOR MARCA:Astor AUASSE | AGMDP | AUASSE | Mocimboa da Praia | Diaca antiga loja |  | S11.62333 | E40.17602 | 50 | 33 | 0.4 | 3 | 2011 | Astor | 10/319 | 643 | 45 | 561.5533 | 81.4467 | 81446.6667 |  | 39 | 32.15 | 32150 | 610.85 | 2.222% | 13.5744 | 95.0211 | 547.9789
10141103 | PMT | TRANSFORMADOR |  | TRANSFORMADOR MARCA:Astor AUASSE | AGMDP | AUASSE | Mocimboa da Praia | Diaca Centro de Saude |  | S11.37834 | E40.29918 | 50 | 33 | 0.4 | 3 | 2011 | Astor | 10/313 | 643 | 45 | 561.5533 | 81.4467 | 81446.6667 |  | 39 | 32.15 | 32150 | 610.85 | 2.222% | 13.5744 | 95.0211 | 547.9789
10141103 | PMT | TRANSFORMADOR |  | TRANSFORMADOR MARCA:Fuji Tusco AUASSE | AGMDP | AUASSE | Mocimboa da Praia | Mbau, Sede do Posto |  | 628381 | 8714213 | 50 | 33 | 0.4 | 3 | 2011 | Fuji Tusco | 591295 | 643 | 45 | 561.5533 | 81.4467 | 81446.6667 |  | 39 | 32.15 | 32150 | 610.85 | 2.222% | 13.5744 | 95.0211 | 547.9789
10141103 | PMT | TRANSFORMADOR |  | TRANSFORMADOR MARCA:Astor AUASSE | USNGD | AUASSE | Nangade | PT Olota, Zona dos Antigos Combatentes |  | 11°4'3.648 | 30'40'17.2412 | 160 | 33 | 0.4 | 3 | 2011 | Astor | 10/328 | 991 | 45 | 865.4733 | 125.5267 | 125526.6667 |  | 39 | 49.55 | 49550 | 941.45 | 2.222% | 20.9211 | 146.4478 | 844.5522
10141103 | PMT | TRANSFORMADOR |  | TRANSFORMADOR MARCA:Astor AUASSE | USNGD | AUASSE | Nangade | PT Mercado Central |  | 11'4'25.8492 | 39'40'14.2968 | 160 | 33 | 0.4 | 3 | 2011 | Astor | 10/329 | 991 | 45 | 865.4733 | 125.5267 | 125526.6667 |  | 39 | 49.55 | 49550 | 941.45 | 2.222% | 20.9211 | 146.4478 | 844.5522
10141103 | PMT | TRANSFORMADOR |  | TRANSFORMADOR MARCA:ITB AUASSE | USNGD | AUASSE | Nangade | PT Cemiterio Nangade |  | 11'4'52.4172 | 39'40'21.1476 | 100 | 33 | 0.4 | 3 | 2011 | ITB | 782688 | 763 | 45 | 666.3533 | 96.6467 | 96646.6667 |  | 39 | 38.15 | 38150 | 724.85 | 2.222% | 16.1078 | 112.7544 | 650.2456
10141103 | PMT | TRANSFORMADOR |  | TRANSFORMADOR MARCA:Astor AUASSE | USNGD | AUASSE | Nangade | Chitunda, Zona do Aerodromo |  | 114235452 | 394024.6792 | 50 | 33 | 0.4 | 3 | 2011 | Astor | 10/11088 | 643 | 45 | 561.5533 | 81.4467 | 81446.6667 |  | 39 | 32.15 | 32150 | 610.85 | 2.222% | 13.5744 | 95.0211 | 547.9789
10141103 | PMT | TRANSFORMADOR |  | TRANSFORMADOR MARCA:Astor AUASSE | USNGD | AUASSE | Nangade | PT Aldeia Litingina |  | 11'13'16.2192 | 39'38'14.5968 | 50 | 33 | 0.4 | 3 | 2011 | Astor | 10/302 | 643 | 45 | 561.5533 | 81.4467 | 81446.6667 |  | 39 | 32.15 | 32150 | 610.85 | 2.222% | 13.5744 | 95.0211 | 547.9789
10141103 | PMT | TRANSFORMADOR |  | TRANSFORMADOR MARCA:TUSCO TRAFO MACOMIA | AGMCM | MACOMIA | Macomia | Nova Zambezia |  | 12°14.959' | 40°07.476' | 50 | 33 | 0.4 | 3 | 2011 | TUSCO TRAFO | 537058 | 643 | 45 | 561.5533 | 81.4467 | 81446.6667 |  | 39 | 32.15 | 32150 | 610.85 | 2.222% | 13.5744 | 95.0211 | 547.9789
10141103 | PMT | TRANSFORMADOR |  | TRANSFORMADOR MARCA:TUSCO TRAFO MACOMIA | AGMCM | MACOMIA | Macomia | 5º Congresso |  | 12°14.360' | 40°07.862' | 50 | 33 | 0.4 | 3 | 2011 | TUSCO TRAFO | 537070 | 643 | 45 | 561.5533 | 81.4467 | 81446.6667 |  | 39 | 32.15 | 32150 | 610.85 | 2.222% | 13.5744 | 95.0211 | 547.9789
10141103 | PMT | TRANSFORMADOR |  | TRANSFORMADOR MARCA:TUSCO TRAFO MACOMIA | AGMCM | MACOMIA | Macomia | PRM |  | 12°15.896' | 40°07.024' | 50 | 33 | 0.4 | 3 | 2011 | TUSCO TRAFO | 537073 | 643 | 45 | 561.5533 | 81.4467 | 81446.6667 |  | 39 | 32.15 | 32150 | 610.85 | 2.222% | 13.5744 | 95.0211 | 547.9789
10141103 | PMT | TRANSFORMADOR |  | TRANSFORMADOR MARCA:TUSCO TRAFO MACOMIA | AGMCM | MACOMIA | Macomia | Mercado |  | 1155820 | 4006363 | 50 | 33 | 0.4 | 3 | 2011 | TUSCO TRAFO | 537057 | 643 | 45 | 561.5533 | 81.4467 | 81446.6667 |  | 39 | 32.15 | 32150 | 610.85 | 2.222% | 13.5744 | 95.0211 | 547.9789
10141103 | PMT | TRANSFORMADOR |  | TRANSFORMADOR MARCA:TUSCO TRAFO MACOMIA | AGMCM | MACOMIA | Macomia | Litamanda |  | 1155649 | 4006373 | 50 | 33 | 0.4 | 3 | 2011 | TUSCO TRAFO | 537071 | 643 | 45 | 561.5533 | 81.4467 | 81446.6667 |  | 39 | 32.15 | 32150 | 610.85 | 2.222% | 13.5744 | 95.0211 | 547.9789
10141103 | PMT | TRANSFORMADOR |  | TRANSFORMADOR MARCA:TUSCO TRAFO MACOMIA | AGMCM | MACOMIA | Macomia | Manica |  | 12°14.121' | 40°08.233' | 50 | 33 | 0.4 | 3 | 2011 | TUSCO TRAFO | 537059 | 643 | 45 | 561.5533 | 81.4467 | 81446.6667 |  | 39 | 32.15 | 32150 | 610.85 | 2.222% | 13.5744 | 95.0211 | 547.9789
10141103 | PMT | TRANSFORMADOR |  | TRANSFORMADOR MARCA:TUSCO TRAFO MACOMIA | AGMCM | MACOMIA | Macomia | Runho |  | 12°13.703' | 40°08.811' | 100 | 33 | 0.4 | 3 | 2011 | TUSCO TRAFO | 537066 | 763 | 45 | 666.3533 | 96.6467 | 96646.6667 |  | 39 | 38.15 | 38150 | 724.85 | 2.222% | 16.1078 | 112.7544 | 650.2456
10141103 | PMT | TRANSFORMADOR |  | TRANSFORMADOR MARCA:TUSCO TRAFO MACOMIA | AGMCM | MACOMIA | Macomia | Mucojo (Administracao) |  | 12°13.951' | 40°09.022' | 100 | 33 | 0.4 | 3 | 2011 | TUSCO TRAFO | 537078 | 763 | 45 | 666.3533 | 96.6467 | 96646.6667 |  | 39 | 38.15 | 38150 | 724.85 | 2.222% | 16.1078 | 112.7544 | 650.2456
10141103 | PMT | TRANSFORMADOR |  | TRANSFORMADOR MARCA:TUSCO TRAFO MACOMIA | AGMCM | MACOMIA | Macomia | Naunde |  | 11°53.700' | 40°66.80' | 100 | 33 | 0.4 | 3 | 2011 | TUSCO TRAFO | 537085 | 763 | 45 | 666.3533 | 96.6467 | 96646.6667 |  | 39 | 38.15 | 38150 | 724.85 | 2.222% | 16.1078 | 112.7544 | 650.2456
10141103 | PMT | TRANSFORMADOR |  | TRANSFORMADOR MARCA:TUSCO TRAFO MACOMIA | AGMCM | MACOMIA | Macomia | John |  | 11°55.877' | 40°63.72' | 100 | 33 | 0.4 | 3 | 2011 | TUSCO TRAFO | 537062 | 763 | 45 | 666.3533 | 96.6467 | 96646.6667 |  | 39 | 38.15 | 38150 | 724.85 | 2.222% | 16.1078 | 112.7544 | 650.2456
10141103 | PMT | TRANSFORMADOR |  | TRANSFORMADOR MARCA:TUSCO TRAFO MACOMIA | AGMCM | MACOMIA | Macomia | Pescadores |  | 11°56.054' | 40°06.419' | 100 | 33 | 0.4 | 3 | 2011 | TUSCO TRAFO | 537091 | 763 | 45 | 666.3533 | 96.6467 | 96646.6667 |  | 39 | 38.15 | 38150 | 724.85 | 2.222% | 16.1078 | 112.7544 | 650.2456
10141103 | PMT | TRANSFORMADOR |  | TRANSFORMADOR MARCA:TUSCO TRAFO MACOMIA | AGMCM | MACOMIA | Macomia | Bangala 2 |  | 12°01.255' | 40°08.784' | 50 | 33 | 0.4 | 3 | 2011 | TUSCO TRAFO | 537053 | 643 | 45 | 561.5533 | 81.4467 | 81446.6667 |  | 39 | 32.15 | 32150 | 610.85 | 2.222% | 13.5744 | 95.0211 | 547.9789
10141103 | PMT | TRANSFORMADOR |  | TRANSFORMADOR MARCA:TUSCO TRAFO MACOMIA | AGMCM | MACOMIA | Macomia | Nacate |  | 12°04.601' | 40°06.511' | 100 | 33 | 0.4 | 3 | 2011 | TUSCO TRAFO | 537079 | 763 | 45 | 666.3533 | 96.6467 | 96646.6667 |  | 39 | 38.15 | 38150 | 724.85 | 2.222% | 16.1078 | 112.7544 | 650.2456
10141103 | PMT | TRANSFORMADOR |  | TRANSFORMADOR MARCA:TUSCO TRAFO MACOMIA | AGMCM | MACOMIA | Macomia | Xinavane |  | 12°10.045' | 40°28.642' | 100 | 33 | 0.4 | 3 | 2011 | TUSCO TRAFO | 537098 | 763 | 45 | 666.3533 | 96.6467 | 96646.6667 |  | 39 | 38.15 | 38150 | 724.85 | 2.222% | 16.1078 | 112.7544 | 650.2456
10141103 | PMT | TRANSFORMADOR |  | TRANSFORMADOR MARCA:TUSCO TRAFO MACOMIA | AGMCM | MACOMIA | Macomia | Administracao - Macomia |  | 12°02.111' | 40°28.602' | 160 | 33 | 0.4 | 3 | 2011 | TUSCO TRAFO | 537097 | 991 | 45 | 865.4733 | 125.5267 | 125526.6667 |  | 39 | 49.55 | 49550 | 941.45 | 2.222% | 20.9211 | 146.4478 | 844.5522
10141103 | PMT | TRANSFORMADOR |  | TRANSFORMADOR MARCA:POWERTECH MACOMIA | AGMCM | MACOMIA | Macomia | Exito |  | 12°04.124' | 40°28.275' | 100 | 33 | 0.4 | 3 | 2011 | POWERTECH | 20954202/01 | 763 | 45 | 666.3533 | 96.6467 | 96646.6667 |  | 39 | 38.15 | 38150 | 724.85 | 2.222% | 16.1078 | 112.7544 | 650.2456
10141103 | PMT | TRANSFORMADOR |  | TRANSFORMADOR MARCA:TUSCO TRAFO MACOMIA | AGMCM | MACOMIA | Macomia | EPC Nanga |  | 12°04.216' | 40°25.732' | 100 | 33 | 0.4 | 3 | 2011 | TUSCO TRAFO | 537087 | 763 | 45 | 666.3533 | 96.6467 | 96646.6667 |  | 39 | 38.15 | 38150 | 724.85 | 2.222% | 16.1078 | 112.7544 | 650.2456
10141103 | PMT | TRANSFORMADOR |  | TRANSFORMADOR MARCA:TUSCO TRAFO MACOMIA | AGMCM | MACOMIA | Macomia | Moageira Diogo |  | 12°17.900' | 40°11.403' | 100 | 33 | 0.4 | 3 | 2011 | TUSCO TRAFO | 537076 | 763 | 45 | 666.3533 | 96.6467 | 96646.6667 |  | 39 | 38.15 | 38150 | 724.85 | 2.222% | 16.1078 | 112.7544 | 650.2456
10141103 | PMT | TRANSFORMADOR |  | TRANSFORMADOR MARCA:TUSCO TRAFO MACOMIA | AGMCM | MACOMIA | Macomia | Caminho do Norte |  | 12°19.756' | 40°10.521' | 50 | 33 | 0.4 | 3 | 2011 | TUSCO TRAFO | 537054 | 643 | 45 | 561.5533 | 81.4467 | 81446.6667 |  | 39 | 32.15 | 32150 | 610.85 | 2.222% | 13.5744 | 95.0211 | 547.9789
10141103 | PMT | TRANSFORMADOR |  | TRANSFORMADOR MARCA:TUSCO TRAFO MACOMIA | AGMCM | MACOMIA | Macomia | Educacao |  | 12°59.891' | 40°32.209' | 100 | 33 | 0.4 | 3 | 2011 | TUSCO TRAFO | 537093 | 763 | 45 | 666.3533 | 96.6467 | 96646.6667 |  | 39 | 38.15 | 38150 | 724.85 | 2.222% | 16.1078 | 112.7544 | 650.2456
10141103 | PMT | TRANSFORMADOR |  | TRANSFORMADOR MARCA:TUSCO TRAFO MACOMIA | AGMCM | MACOMIA | Macomia | Pensao kk |  | 12°00.10' | 40°31.908' | 100 | 33 | 0.4 | 3 | 2011 | TUSCO TRAFO | 537086 | 763 | 45 | 666.3533 | 96.6467 | 96646.6667 |  | 39 | 38.15 | 38150 | 724.85 | 2.222% | 16.1078 | 112.7544 | 650.2456
10141103 | PMT | TRANSFORMADOR |  | TRANSFORMADOR MARCA:TUSCO TRAFO MACOMIA | USMLC | MACOMIA | Meluco | Mercado Muaguide |  | 12°00.10' | 40°31.708' | 100 | 33 | 0.4 | 3 | 2011 | TUSCO TRAFO | 537088 | 763 | 45 | 666.3533 | 96.6467 | 96646.6667 |  | 39 | 38.15 | 38150 | 724.85 | 2.222% | 16.1078 | 112.7544 | 650.2456
10141103 | PMT | TRANSFORMADOR |  | TRANSFORMADOR MARCA:TUSCO TRAFO MACOMIA | USMLC | MACOMIA | Meluco | Ponteca |  | 12°00.10' | 40°31.508' | 50 | 33 | 0.4 | 3 | 2011 | TUSCO TRAFO | 537065 | 643 | 45 | 561.5533 | 81.4467 | 81446.6667 |  | 39 | 32.15 | 32150 | 610.85 | 2.222% | 13.5744 | 95.0211 | 547.9789
10141103 | PMT | TRANSFORMADOR |  | TRANSFORMADOR MARCA:TUSCO TRAFO MACOMIA | USMLC | MACOMIA | Meluco | Minapo |  | 12°32.580' | 39°38.505' | 100 | 33 | 0.4 | 3 | 2011 | TUSCO TRAFO | 537094 | 763 | 45 | 666.3533 | 96.6467 | 96646.6667 |  | 39 | 38.15 | 38150 | 724.85 | 2.222% | 16.1078 | 112.7544 | 650.2456
10141103 | PMT | TRANSFORMADOR |  | TRANSFORMADOR MARCA:TUSCO TRAFO MACOMIA | USMLC | MACOMIA | Meluco | Praca |  | 12°32.572' | 39°38.622' | 50 | 33 | 0.4 | 3 | 2011 | TUSCO TRAFO | 537072 | 643 | 45 | 561.5533 | 81.4467 | 81446.6667 |  | 39 | 32.15 | 32150 | 610.85 | 2.222% | 13.5744 | 95.0211 | 547.9789
10141103 | PMT | TRANSFORMADOR |  | TRANSFORMADOR MARCA:TUSCO TRAFO MACOMIA | USMLC | MACOMIA | Meluco | Administracao |  | 12°32.200' | 39°39.275' | 160 | 33 | 0.4 | 3 | 2011 | TUSCO TRAFO | 537077 | 991 | 45 | 865.4733 | 125.5267 | 125526.6667 |  | 39 | 49.55 | 49550 | 941.45 | 2.222% | 20.9211 | 146.4478 | 844.5522
10141103 | PMT | TRANSFORMADOR |  | TRANSFORMADOR MARCA:TUSCO TRAFO MACOMIA | USIBO | MACOMIA | IBO | Secretario |  | 12°20.245' | 040°35.193' | 160 | 33 | 0.4 | 3 | 2011 | TUSCO TRAFO | 541316 | 991 | 45 | 865.4733 | 125.5267 | 125526.6667 |  | 39 | 49.55 | 49550 | 941.45 | 2.222% | 20.9211 | 146.4478 | 844.5522
10141103 | PMT | TRANSFORMADOR |  | TRANSFORMADOR MARCA:TUSCO TRAFO MACOMIA | USIBO | MACOMIA | IBO | Central |  | 12°20.361' | 040°35.097' | 160 | 33 | 0.4 | 3 | 2011 | TUSCO TRAFO | 541319 | 991 | 45 | 865.4733 | 125.5267 | 125526.6667 |  | 39 | 49.55 | 49550 | 941.45 | 2.222% | 20.9211 | 146.4478 | 844.5522
10141103 | PMT | TRANSFORMADOR |  | TRANSFORMADOR MARCA:Astor MACOMIA | USIBO | MACOMIA | IBO | Escola Sec. Ed.Mondl. |  | 12°20.371' | 040°35.008' | 100 | 33 | 0.4 | 3 | 2011 | Astor | 10/11132 | 763 | 45 | 666.3533 | 96.6467 | 96646.6667 |  | 39 | 38.15 | 38150 | 724.85 | 2.222% | 16.1078 | 112.7544 | 650.2456
10141103 | PMT | TRANSFORMADOR |  | TRANSFORMADOR MARCA:Astor MACOMIA | USIBO | MACOMIA | IBO | TDM |  | 12°20.397' | 040°35.200' | 160 | 33 | 0.4 | 3 | 2011 | Astor | 10/11135 | 991 | 45 | 865.4733 | 125.5267 | 125526.6667 |  | 39 | 49.55 | 49550 | 941.45 | 2.222% | 20.9211 | 146.4478 | 844.5522
10141103 | PMT | TRANSFORMADOR |  | TRANSFORMADOR MARCA:TUSCO TRAFO MACOMIA | USIBO | MACOMIA | IBO | Pensão Panela Africana |  | 12°20.285' | 040°35.455' | 315 | 33 | 0.4 | 3 | 2011 | TUSCO TRAFO | 541315 | 1039 | 45 | 907.3933 | 131.6067 | 131606.6667 |  | 39 | 51.95 | 51950 | 987.05 | 2.222% | 21.9344 | 153.5411 | 885.4589
10141103 | PMT | TRANSFORMADOR |  | TRANSFORMADOR MARCA:TUSCO TRAFO MACOMIA | USIBO | MACOMIA | IBO | Cemiterio |  | 12°20.596' | 040°35.354' | 160 | 33 | 0.4 | 3 | 2011 | TUSCO TRAFO | 54113 | 991 | 45 | 865.4733 | 125.5267 | 125526.6667 |  | 39 | 49.55 | 49550 | 941.45 | 2.222% | 20.9211 | 146.4478 | 844.5522
10141103 | PMT | TRANSFORMADOR |  | TRANSFORMADOR MARCA:TUSCO TRAFO MACOMIA | USQSG | MACOMIA | Quissanga | Nacoja |  | 661765 | 8624815 | 50 | 33 | 0.4 | 3 | 2011 | TUSCO TRAFO | 537089 | 643 | 45 | 561.5533 | 81.4467 | 81446.6667 |  | 39 | 32.15 | 32150 | 610.85 | 2.222% | 13.5744 | 95.0211 | 547.9789
10141103 | PMT | TRANSFORMADOR |  | TRANSFORMADOR MARCA:Astor MACOMIA | USQSG | MACOMIA | Quissanga | Montepuez |  | 667550 | 8624517 | 100 | 33 | 0.4 | 3 | 2011 | Astor | 12-01446 | 763 | 45 | 666.3533 | 96.6467 | 96646.6667 |  | 39 | 38.15 | 38150 | 724.85 | 2.222% | 16.1078 | 112.7544 | 650.2456
10141103 | PMT | TRANSFORMADOR |  | TRANSFORMADOR MARCA:Tusco Trafo MACOMIA | USQSG | MACOMIA | Quissanga | Estrada Nacional |  | 662416 | 8624491 | 100 | 33 | 0.4 | 3 | 2011 | Tusco Trafo | 537063 | 763 | 45 | 666.3533 | 96.6467 | 96646.6667 |  | 39 | 38.15 | 38150 | 724.85 | 2.222% | 16.1078 | 112.7544 | 650.2456
10141103 | PMT | TRANSFORMADOR |  | TRANSFORMADOR MARCA:Tusco Trafo MACOMIA | USQSG | MACOMIA | Quissanga | Mahate Educacao |  | 664413 | 8628294 | 50 | 33 | 0.4 | 3 | 2011 | Tusco Trafo | 537082 | 643 | 45 | 561.5533 | 81.4467 | 81446.6667 |  | 39 | 32.15 | 32150 | 610.85 | 2.222% | 13.5744 | 95.0211 | 547.9789
10141103 | PMT | TRANSFORMADOR |  | TRANSFORMADOR MARCA:Tusco Trafo MACOMIA | USQSG | MACOMIA | Quissanga | Administracao Quissanga |  | 654406 | 8614448 | 160 | 33 | 0.4 | 3 | 2011 | Tusco Trafo | 537096 | 991 | 45 | 865.4733 | 125.5267 | 125526.6667 |  | 39 | 49.55 | 49550 | 941.45 | 2.222% | 20.9211 | 146.4478 | 844.5522
10141103 | PMT | TRANSFORMADOR |  | TRANSFORMADOR MARCA:Tusco Trafo MACOMIA | USQSG | MACOMIA | Quissanga | Hospital |  | 654384 | 8615153 | 160 | 33 | 0.4 | 3 | 2011 | Tusco Trafo | 537083 | 991 | 45 | 865.4733 | 125.5267 | 125526.6667 |  | 39 | 49.55 | 49550 | 941.45 | 2.222% | 20.9211 | 146.4478 | 844.5522
10141103 | PMT | TRANSFORMADOR |  | TRANSFORMADOR MARCA:Tusco Trafo MACOMIA | USQSG | MACOMIA | Quissanga | Japao |  | 638717 | 8611076 | 100 | 33 | 0.4 | 3 | 2011 | Tusco Trafo | 537067 | 763 | 45 | 666.3533 | 96.6467 | 96646.6667 |  | 39 | 38.15 | 38150 | 724.85 | 2.222% | 16.1078 | 112.7544 | 650.2456
10141103 | PMT | TRANSFORMADOR |  | TRANSFORMADOR MARCA:Tusco Trafo MACOMIA | USQSG | MACOMIA | Quissanga | Praia |  | 639992 | 8611082 | 100 | 33 | 0.4 | 3 | 2011 | Tusco Trafo | 537084 | 763 | 45 | 666.3533 | 96.6467 | 96646.6667 |  | 39 | 38.15 | 38150 | 724.85 | 2.222% | 16.1078 | 112.7544 | 650.2456
10141103 | PMT | TRANSFORMADOR | 61 | TRANSFORMADOR MARCA:TM NACALA 61 |  | NACALA | Nacala-Porto | PTS Bairro Naherenque Na zona do Reni |  | 14°27.762 | 40°40.959 | 100 | 33KV | 400V | 3 | 2011 | TM | 895445 | 763 | 45 | 666.3533 | 96.6467 | 96646.6667 |  | 39 | 38.15 | 38150 | 724.85 | 2.222% | 16.1078 | 112.7544 | 650.2456
10141103 | PMT | TRANSFORMADOR | 62 | TRANSFORMADOR MARCA:EFACEC MONAPO 62 |  | MONAPO | Ilha de Moc. | Gewere |  | 15°02.870 | 40°39.558 | 50 | 33KV | 400V | 3 | 2011 | EFACEC | 20-44313-2 | 643 | 45 | 561.5533 | 81.4467 | 81446.6667 |  | 39 | 32.15 | 32150 | 610.85 | 2.222% | 13.5744 | 95.0211 | 547.9789
10141103 | PMT | TRANSFORMADOR | PTS 305 | TRANSFORMADOR MARCA:PME CHIMURA PTS 305 |  | CHIMURA | MARRUMBALA | REGOLD JOAD |  | 17°18'37.650" | 35°34'24.332" | 50 | 33KV | 400V | 3 | 2011 | PME |  | 643 | 45 | 561.5533 | 81.4467 | 81446.6667 |  | 39 | 32.15 | 32150 | 610.85 | 2.222% | 13.5744 | 95.0211 | 547.9789
10141103 | PMT | TRANSFORMADOR | PTS 4031 | TRANSFORMADOR MARCA:POWERTECH GURUE PTS 4031 |  | GURUE | GURUE | RIO MUCUE |  | 15°29'22.384" | 37°0'16.80" | 25 | 33KV | 400V | 3 | 2011 | POWERTECH |  | 643 | 45 | 561.5533 | 81.4467 | 81446.6667 |  | 39 | 32.15 | 32150 | 610.85 | 2.222% | 13.5744 | 95.0211 | 547.9789
10141103 | PMT | TRANSFORMADOR | PTS 37 | TRANSFORMADOR MARCA:Tranformerdores de Mozambique Inhambane PTS 37 |  | Inhambane | Inhambane |  |  | 35,39746 | -23,85651 | 100 | 33 | 0.4 | 3Φ | 2011 | Tranformerdores de Mozambique | 793223 | 763 | 45 | 666.3533 | 96.6467 | 96646.6667 |  | 39 | 38.15 | 38150 | 724.85 | 2.222% | 16.1078 | 112.7544 | 650.2456
10141103 | PMT | TRANSFORMADOR | No Label | TRANSFORMADOR MARCA: Inhambane No Label |  | Inhambane | Inhambane |  |  | 35,39809 | -23,83945 | 100 | 33 | 0.4 | 3Φ | 2011 |  |  | 763 | 45 | 666.3533 | 96.6467 | 96646.6667 |  | 39 | 38.15 | 38150 | 724.85 | 2.222% | 16.1078 | 112.7544 | 650.2456
10141103 | PMT | TRANSFORMADOR | No Label | TRANSFORMADOR MARCA: Inhambane No Label |  | Inhambane | Inhambane |  |  | 35,39681 | -23,83767 | 100 | 33 | 0.4 | 3Φ | 2011 |  |  | 763 | 45 | 666.3533 | 96.6467 | 96646.6667 |  | 39 | 38.15 | 38150 | 724.85 | 2.222% | 16.1078 | 112.7544 | 650.2456
10141103 | PMT | TRANSFORMADOR | No Label | TRANSFORMADOR MARCA: Inhambane No Label |  | Inhambane | Inhambane |  |  | 35,38789 | -23,84594 | 100 | 33 | 0.44 | 3Φ | 2011 |  |  | 763 | 45 | 666.3533 | 96.6467 | 96646.6667 |  | 39 | 38.15 | 38150 | 724.85 | 2.222% | 16.1078 | 112.7544 | 650.2456
10141103 | PMT | TRANSFORMADOR | PTS 380 | TRANSFORMADOR MARCA:Revive PTS 380 PTS 380 |  | PTS 380 | BOANE |  |  | 32,40882 | -25,98861 | 250 | 33 | 0.4 | 3Φ | 2011 | Revive | RET 6996 | 991 | 45 | 865.4733 | 125.5267 | 125526.6667 |  | 39 | 49.55 | 49550 | 941.45 | 2.222% | 20.9211 | 146.4478 | 844.5522
10141103 | PMT | TRANSFORMADOR | PT 119 | TRANSFORMADOR MARCA:EFACEC PT 119 PT 119 |  | PT 119 | Mabukwane |  |  |  |  | 630 | 11 | 0.4 | 3Ø | 2011 | EFACEC | F00078.01 | 1016 | 45 | 887.3067 | 128.6933 | 128693.3333 |  | 39 | 50.8 | 50800 | 965.2 | 2.222% | 21.4489 | 150.1422 | 865.8578
10141103 | PMT | TRANSFORMADOR | PT 157R | TRANSFORMADOR MARCA:EFACEC PT 157R PT 157R |  | PT 157R | Maxaquene |  |  |  |  | 315 | 33 | 0.4 | 3Ø | 2011 | EFACEC | F000744.07 | 1039 | 45 | 907.3933 | 131.6067 | 131606.6667 |  | 39 | 51.95 | 51950 | 987.05 | 2.222% | 21.9344 | 153.5411 | 885.4589
10141103 | PMT | TRANSFORMADOR | PT 13R | TRANSFORMADOR MARCA:EFACEC PT 13R PT 13R |  | PT 13R | Mabukwane |  |  |  |  | 500 | 33 | 0.4 | 3Ø | 2011 | EFACEC | F000745.01 | 1200 | 45 | 1048 | 152 | 152000 |  | 39 | 60 | 60000 | 1140 | 2.222% | 25.3333 | 177.3333 | 1022.6667
10141103 | PMT | TRANSFORMADOR | PT 11R | TRANSFORMADOR MARCA:ITB PT 11R PT 11R |  | PT 11R | Mabukwane |  |  |  |  | 630 | 33 | 0.4 | 3Ø | 2011 | ITB | 756457 | 1200 | 45 | 1048 | 152 | 152000 |  | 39 | 60 | 60000 | 1140 | 2.222% | 25.3333 | 177.3333 | 1022.6667
10141103 | PMT | TRANSFORMADOR | PT 291R | TRANSFORMADOR MARCA:POWERTECH PT 291R PT 291R |  | PT 291R | Mabukwane |  |  |  |  | 200 | 33 | 0.4 | 3Ø | 2011 | POWERTECH | 20705002/02 | 991 | 45 | 865.4733 | 125.5267 | 125526.6667 |  | 39 | 49.55 | 49550 | 941.45 | 2.222% | 20.9211 | 146.4478 | 844.5522
10141103 | PMT | TRANSFORMADOR | PT 12R | TRANSFORMADOR MARCA:ITB PT 12R PT 12R |  | PT 12R | Mabukwane |  |  |  |  | 630 | 33 | 0.4 | 3Ø | 2011 | ITB | 756456 | 1200 | 45 | 1048 | 152 | 152000 |  | 39 | 60 | 60000 | 1140 | 2.222% | 25.3333 | 177.3333 | 1022.6667
10141103 | PMT | TRANSFORMADOR | PT 191 | TRANSFORMADOR MARCA:ITB PT 191 PT 191 |  | PT 191 | Mahotas |  |  |  |  | 500 | 11 | 0.4 | 3Ø | 2011 | ITB | 735130 | 1016 | 45 | 887.3067 | 128.6933 | 128693.3333 |  | 39 | 50.8 | 50800 | 965.2 | 2.222% | 21.4489 | 150.1422 | 865.8578
10141103 | PMT | TRANSFORMADOR | PT 368 | TRANSFORMADOR MARCA:ITB PT 368 PT 368 |  | PT 368 | Mahotas |  |  |  |  | 500 | 11 | 0.4 | 3Ø | 2011 | ITB | 735131 | 1016 | 45 | 887.3067 | 128.6933 | 128693.3333 |  | 39 | 50.8 | 50800 | 965.2 | 2.222% | 21.4489 | 150.1422 | 865.8578
10141103 | PMT | TRANSFORMADOR | PT 46R | TRANSFORMADOR MARCA:EFACEC PT 46R PT 46R |  | PT 46R | Guava |  |  | 32.630947 | -25.828168 | 500 | 33 | 0.4 | 3Ø | 2011 | EFACEC | F000753.09 | 1200 | 45 | 1048 | 152 | 152000 |  | 39 | 60 | 60000 | 1140 | 2.222% | 25.3333 | 177.3333 | 1022.6667
10141103 | PMT | TRANSFORMADOR | PT 114R | TRANSFORMADOR MARCA:EFACEC PT 114R PT 114R |  | PT 114R | Guava |  |  | 32.630232 | -25.823355 | 315 | 33 | 0.4 | 3Ø | 2011 | EFACEC | K006700.01 | 1039 | 45 | 907.3933 | 131.6067 | 131606.6667 |  | 39 | 51.95 | 51950 | 987.05 | 2.222% | 21.9344 | 153.5411 | 885.4589
10141103 | PMT | TRANSFORMADOR | PT 269R | TRANSFORMADOR MARCA:EFACEC PT 269R PT 269R |  | PT 269R | Ricatla |  |  | 32.623776 | -25.797252 | 500 | 33 | 0.4 | 3Ø | 2011 | EFACEC | F000753.05 | 1200 | 45 | 1048 | 152 | 152000 |  | 39 | 60 | 60000 | 1140 | 2.222% | 25.3333 | 177.3333 | 1022.6667
10141103 | PMT | TRANSFORMADOR | PT 252R | TRANSFORMADOR MARCA:EFACEC PT 252R PT 252R |  | PT 252R | Zintava |  |  | 32.646777 | -25.764733 | 500 | 33 | 0.4 | 3Ø | 2011 | EFACEC | F000753.01 | 1200 | 45 | 1048 | 152 | 152000 |  | 39 | 60 | 60000 | 1140 | 2.222% | 25.3333 | 177.3333 | 1022.6667
10141103 | PMT | TRANSFORMADOR | PT S/N-Mbuva R | TRANSFORMADOR MARCA:POWERTECH PT S/N-Mbuva R PT S/N-Mbuva R |  | PT S/N-Mbuva R | Macaneta |  |  | 32.744425 | -25.714616 | 200 | 33 | 0.4 | 3Ø | 2011 | POWERTECH | 20717103/04 | 991 | 45 | 865.4733 | 125.5267 | 125526.6667 |  | 39 | 49.55 | 49550 | 941.45 | 2.222% | 20.9211 | 146.4478 | 844.5522
10141103 | PMT | TRANSFORMADOR | PT 89R | TRANSFORMADOR MARCA:POWERTECH PT 89R PT 89R |  | PT 89R | Mumemo |  |  | 32.626393 | -25.743412 | 500 | 33 | 0.4 | 3Ø | 2011 | POWERTECH | 30751201/01 | 1200 | 45 | 1048 | 152 | 152000 |  | 39 | 60 | 60000 | 1140 | 2.222% | 25.3333 | 177.3333 | 1022.6667
10141103 | PMT | TRANSFORMADOR | PT 111R | TRANSFORMADOR MARCA:Free State Transformers PT 111R PT 111R |  | PT 111R | Mapulango |  |  | 32.635484 | -25.748121 | 250 | 33 | 0.4 | 3Ø | 2011 | Free State Transformers | TB110782 | 991 | 45 | 865.4733 | 125.5267 | 125526.6667 |  | 39 | 49.55 | 49550 | 941.45 | 2.222% | 20.9211 | 146.4478 | 844.5522
10141103 | PMT | TRANSFORMADOR | PT 68R | TRANSFORMADOR MARCA:EFACEC PT 68R PT 68R |  | PT 68R | Zimpeto |  |  | 32.579209 | -25.841686 | 500 | 33 | 0.4 | 3Ø | 2011 | EFACEC | F000753.07 | 1200 | 45 | 1048 | 152 | 152000 |  | 39 | 60 | 60000 | 1140 | 2.222% | 25.3333 | 177.3333 | 1022.6667
10141103 | PMT | TRANSFORMADOR | PT 66R | TRANSFORMADOR MARCA:" PT 66R PT 66R |  | PT 66R | Zimpeto |  |  | 32.580231 | -25.852447 | 500 | 33 | 0.4 | 3Ø | 2011 | " | F000753.10 | 1200 | 45 | 1048 | 152 | 152000 |  | 39 | 60 | 60000 | 1140 | 2.222% | 25.3333 | 177.3333 | 1022.6667
10141103 | PMT | TRANSFORMADOR | PT 69R | TRANSFORMADOR MARCA:EFACEC PT 69R PT 69R |  | PT 69R | Magoanine C |  |  | 32.589028 | -25.841806 | 500 | 33 | 0.4 | 3Ø | 2011 | EFACEC | F000745.02 | 1200 | 45 | 1048 | 152 | 152000 |  | 39 | 60 | 60000 | 1140 | 2.222% | 25.3333 | 177.3333 | 1022.6667
10141103 | PMT | TRANSFORMADOR | PT 70R | TRANSFORMADOR MARCA:POWERTECH PT 70R PT 70R |  | PT 70R | Magoanine C |  |  | 32.593168 | -25.843013 | 630 | 33 | 0.4 | 3Ø | 2011 | POWERTECH | 30741801/02 | 1200 | 45 | 1048 | 152 | 152000 |  | 39 | 60 | 60000 | 1140 | 2.222% | 25.3333 | 177.3333 | 1022.6667
10141103 | PMT | TRANSFORMADOR | PT 205R | TRANSFORMADOR MARCA:POWERTECH PT 205R PT 205R |  | PT 205R | Zimpeto |  |  | 32.566279 | -25.866224 | 315 | 33 | 0.4 | 3Ø | 2011 | POWERTECH | 20701801/03 | 1039 | 45 | 907.3933 | 131.6067 | 131606.6667 |  | 39 | 51.95 | 51950 | 987.05 | 2.222% | 21.9344 | 153.5411 | 885.4589
10141103 | PMT | TRANSFORMADOR | PTS 553 | TRANSFORMADOR MARCA:POWERTECH PTS 553 PTS 553 |  | PTS 553 | Vale de Infulene |  |  | 32.529716 | -25.918728 | 315 | 33 | 0.4 | 3Ø | 2011 | POWERTECH | 20708601/01 | 1039 | 45 | 907.3933 | 131.6067 | 131606.6667 |  | 39 | 51.95 | 51950 | 987.05 | 2.222% | 21.9344 | 153.5411 | 885.4589
10141103 | PMT | TRANSFORMADOR | PTS 154 | TRANSFORMADOR MARCA:EFACEC PTS 154 PTS 154 |  | PTS 154 | MAPUTO |  |  | 32.515336 | -25.902453 | 315 | 33 | 0.4 | 3Ø | 2011 | EFACEC | F000764.04 | 1039 | 45 | 907.3933 | 131.6067 | 131606.6667 |  | 39 | 51.95 | 51950 | 987.05 | 2.222% | 21.9344 | 153.5411 | 885.4589
10141103 | PMT | TRANSFORMADOR | PTS 411 | TRANSFORMADOR MARCA:EFACEC PTS 411 PTS 411 |  | PTS 411 | Ndlavela |  |  | 32.521915 | -25.894600 | 250 | 33 | 0.4 | 3Ø | 2011 | EFACEC | F000728.02 | 991 | 45 | 865.4733 | 125.5267 | 125526.6667 |  | 39 | 49.55 | 49550 | 941.45 | 2.222% | 20.9211 | 146.4478 | 844.5522
10141103 | PMT | TRANSFORMADOR | PTS 174 | TRANSFORMADOR MARCA:POWERTECH PTS 174 PTS 174 |  | PTS 174 | Ndlavela |  |  | 32.529995 | -25.887468 | 315 | 33 | 0.4 | 3Ø | 2011 | POWERTECH | 20696301/01 | 1039 | 45 | 907.3933 | 131.6067 | 131606.6667 |  | 39 | 51.95 | 51950 | 987.05 | 2.222% | 21.9344 | 153.5411 | 885.4589
10141103 | PMT | TRANSFORMADOR | PTS 567 | TRANSFORMADOR MARCA:REVIVE PTS 567 PTS 567 |  | PTS 567 | Intaka |  |  | 32.552530 | -25.786343 | 250 | 33 | 0.4 | 3Ø | 2011 | REVIVE | RET 66967 | 991 | 45 | 865.4733 | 125.5267 | 125526.6667 |  | 39 | 49.55 | 49550 | 941.45 | 2.222% | 20.9211 | 146.4478 | 844.5522
10141103 | PMT | TRANSFORMADOR | PTS 415 | TRANSFORMADOR MARCA:Free State Transformers PTS 415 PTS 415 |  | PTS 415 | Intaka |  |  | 32.555449 | -25.830010 | 250 | 33 | 0.4 | 3Ø | 2011 | Free State Transformers | TB110781 | 991 | 45 | 865.4733 | 125.5267 | 125526.6667 |  | 39 | 49.55 | 49550 | 941.45 | 2.222% | 20.9211 | 146.4478 | 844.5522
10141103 | AT | TRANSFORMADOR AUXILIAR |  | TRANSFORMADOR AUXILIAR MARCA:none Indoor Substation 4 | SOFALA | Indoor Substation 4 | Beira | Munhava |  | S 19°50'51,59" | E 034°52'37,1" | 50 | 22 | 0.4 | 3 | 2011 | none | none | 643 | 45 | 561.5533 | 81.4467 | 81446.6667 |  | 39 | 32.15 | 32150 | 610.85 | 2.222% | 13.5744 | 95.0211 | 547.9789
10141103 | AT | TRANSFORMADOR AUXILIAR | PS 1 | TRANSFORMADOR AUXILIAR MARCA:EFACEC PS 1 PS 1 |  | PS 1 | Maputo City |  | Praca de 21 Outubro |  |  | 500 | 11 | 0.4 | 3Ø | 2011 | EFACEC |  | 1200 | 45 | 1048 | 152 | 152000 |  | 39 | 60 | 60000 | 1140 | 2.222% | 25.3333 | 177.3333 | 1022.6667
10141103 | AT | TRANSFORMADOR AUXILIAR | PS 2 | TRANSFORMADOR AUXILIAR MARCA:EFACEC PS 2 PS 2 |  | PS 2 | Maputo City |  | A. Lusaka |  |  | 630 | 11 | 0.4 | 3Ø | 2011 | EFACEC |  | 1200 | 45 | 1048 | 152 | 152000 |  | 39 | 60 | 60000 | 1140 | 2.222% | 25.3333 | 177.3333 | 1022.6667
10141103 | AT | TRANSFORMADOR AUXILIAR | PS 8 | TRANSFORMADOR AUXILIAR MARCA:Efacec PS 8 |  |  | Maputo |  |  | 32,5835003 | -25,9708227 | 630 | 11 | 0,5 | 3Φ | 2011 | Efacec | F3070052.01 | 1200 | 45 | 1048 | 152 | 152000 |  | 39 | 60 | 60000 | 1140 | 2.222% | 25.3333 | 177.3333 | 1022.6667
10141103 | AT | TRANSFORMADOR AUXILIAR |  | TRANSFORMADOR AUXILIAR MARCA:Efacec Marracuene |  | Marracuene | Maputo |  |  |  |  | 150 | 33 | 0.4 | 3 | 2011 | Efacec | F000991.01 | 991 | 45 | 865.4733 | 125.5267 | 125526.6667 |  | 39 | 49.55 | 49550 | 941.45 | 2.222% | 20.9211 | 146.4478 | 844.5522
10141107 | NEC NER | COMPENSADOR |  | COMPENSADOR MARCA:AMPCONTROL MAGNALEC BILENE | GAZA | BILENE | BILENE |  |  | S25ᵒ16'34,18" | E33ᵒ15'04,33" | 250 | 11 | 0.4 | 3 | 2012 | AMPCONTROL MAGNALEC | EJ 27864 | 991 | 45 | 886.3944 | 104.6056 | 104605.5556 |  | 40 | 49.55 | 49550 | 941.45 | 2.222% | 20.9211 | 125.5267 | 865.4733
10141103 | MS | MINISUBESTAÇÃO | AGCHI/PT113 | MINISUBESTAÇÃO MARCA:ITB AGCHI/PT113 AGCHI/PT113 | COMPLEXO AMIRANA | AGCHI/PT113 | CHIMOIO | MANICA | Bairro Eduardo Mondlane | S19 06 49,5 | E033 28 56 ,0 | 315 | 22 | 0.4 | 3 | 2012 | ITB | 769784 | 2772 | 45 | 2479.4 | 292.6 | 292600 |  | 40 | 138.6 | 138600 | 2633.4 | 2.222% | 58.52 | 351.12 | 2420.88
10141103 | MS | MINISUBESTAÇÃO | PT394 | MINISUBESTAÇÃO MARCA:EFACEC PT394 PT394 |  | PT394 | Maputo City |  | Vladimir Lennin |  |  | 500 | 11 | 0.4 | 3Ø | 2012 | EFACEC | - | 2426 | 45 | 2169.9222 | 256.0778 | 256077.7778 |  | 40 | 121.3 | 121300 | 2304.7 | 2.222% | 51.2156 | 307.2933 | 2118.7067
10141103 | MS | MINISUBESTAÇÃO | PT 393 | MINISUBESTAÇÃO MARCA:EFACEC PT 393 PT 393 |  | PT 393 | Maputo City |  | Da Zambia/Ahmed S. Toure |  |  | 630 | 11 | 0.4 | 3Ø | 2012 | EFACEC |  | 2772 | 45 | 2479.4 | 292.6 | 292600 |  | 40 | 138.6 | 138600 | 2633.4 | 2.222% | 58.52 | 351.12 | 2420.88
10141103 | MS | MINISUBESTAÇÃO | PT 201 | MINISUBESTAÇÃO MARCA:EFACEC PT 201 PT 201 |  | PT 201 | Maxaquene |  |  |  |  | 315 | 11 | 0.4 | 3Ø | 2012 | EFACEC |  | 1213 | 45 | 1084.9611 | 128.0389 | 128038.8889 |  | 40 | 60.65 | 60650 | 1152.35 | 2.222% | 25.6078 | 153.6467 | 1059.3533
10141103 | MS | MINISUBESTAÇÃO | No Label | MINISUBESTAÇÃO MARCA:EFACEC No Label No Label |  | No Label | Maxaquene |  |  |  |  | 630 | 11 | 0.4 | 3Ø | 2012 | EFACEC |  | 2772 | 45 | 2479.4 | 292.6 | 292600 |  | 40 | 138.6 | 138600 | 2633.4 | 2.222% | 58.52 | 351.12 | 2420.88
10141103 | MS | MINISUBESTAÇÃO | PT 355 | MINISUBESTAÇÃO MARCA:EFACEC PT 355 PT 355 |  | PT 355 | Maxaquene |  |  |  |  | 500 | 11 | 0.4 | 3Ø | 2012 | EFACEC |  | 2426 | 45 | 2169.9222 | 256.0778 | 256077.7778 |  | 40 | 121.3 | 121300 | 2304.7 | 2.222% | 51.2156 | 307.2933 | 2118.7067
10141103 | MS | MINISUBESTAÇÃO | PT 45 | MINISUBESTAÇÃO MARCA:EFACEC PT 45 PT 45 |  | PT 45 | Mabukwane |  |  |  |  | 500 | 11 | 0.4 | 3Ø | 2012 | EFACEC | F001089.05 | 2426 | 45 | 2169.9222 | 256.0778 | 256077.7778 |  | 40 | 121.3 | 121300 | 2304.7 | 2.222% | 51.2156 | 307.2933 | 2118.7067
10141103 | MS | MINISUBESTAÇÃO | PS 13 | MINISUBESTAÇÃO MARCA:Efacec PS 13 |  |  | Maputo |  |  | 32,5887455 | -25,9539129 | 630 | 11 | 0,4 | 3Φ | 2012 | Efacec | f001011.04 | 2772 | 45 | 2479.4 | 292.6 | 292600 |  | 40 | 138.6 | 138600 | 2633.4 | 2.222% | 58.52 | 351.12 | 2420.88
10141103 | MS | MINISUBESTAÇÃO | PTS 41 | MINISUBESTAÇÃO MARCA: PTS 41 |  |  | Maputo |  |  | 32,5888609 | -25,9555153 | 630 | 11 | 0,4 | 3Φ | 2012 |  |  | 2772 | 45 | 2479.4 | 292.6 | 292600 |  | 40 | 138.6 | 138600 | 2633.4 | 2.222% | 58.52 | 351.12 | 2420.88
10141103 | MS | MINISUBESTAÇÃO | PT 348 | MINISUBESTAÇÃO MARCA:Powertech PT 348 |  |  | Maputo |  |  | 32,6135554 | -25,9396512 | 315 | 11 | 0,4 | 3Φ | 2012 | Powertech | 20738901/01 | 1213 | 45 | 1084.9611 | 128.0389 | 128038.8889 |  | 40 | 60.65 | 60650 | 1152.35 | 2.222% | 25.6078 | 153.6467 | 1059.3533
10141103 | MS | MINISUBESTAÇÃO | PT 193 | MINISUBESTAÇÃO MARCA:Efacec PT 193 |  |  | Maputo |  |  | 32,6192488 | -25,9365116 | 315 | 11 | 0,4 | 3Φ | 2012 | Efacec | F000996.06 | 1213 | 45 | 1084.9611 | 128.0389 | 128038.8889 |  | 40 | 60.65 | 60650 | 1152.35 | 2.222% | 25.6078 | 153.6467 | 1059.3533
10141103 | MS | MINISUBESTAÇÃO | PTS 115 | MINISUBESTAÇÃO MARCA:Efacec PTS 115 |  |  | Maputo |  |  | 32,5779112 | -25,9474809 | 500 | 11 | 0,4 | 3Φ | 2012 | Efacec | F001009.04 | 2426 | 45 | 2169.9222 | 256.0778 | 256077.7778 |  | 40 | 121.3 | 121300 | 2304.7 | 2.222% | 51.2156 | 307.2933 | 2118.7067
10141103 | MS | MINISUBESTAÇÃO | PT | MINISUBESTAÇÃO MARCA: PT |  |  | Maputo |  |  | 32,5795786 | -25,9499186 | 500 | 11 | 0,5 | 3Φ | 2012 |  |  | 2426 | 45 | 2169.9222 | 256.0778 | 256077.7778 |  | 40 | 121.3 | 121300 | 2304.7 | 2.222% | 51.2156 | 307.2933 | 2118.7067
10141103 | MS | MINISUBESTAÇÃO | PT 153R | MINISUBESTAÇÃO MARCA:Efacec PT 153R |  |  | Maputo |  |  | 32,5379027 | -25,9434923 | 315 | 11 | 0,4 | 3Φ | 2012 | Efacec | K008357.04 | 1213 | 45 | 1084.9611 | 128.0389 | 128038.8889 |  | 40 | 60.65 | 60650 | 1152.35 | 2.222% | 25.6078 | 153.6467 | 1059.3533
10141103 | MS | MINISUBESTAÇÃO | PT 1 | MINISUBESTAÇÃO MARCA:Efacec PT 1 |  |  | Maputo |  |  | 32,5461483 | -25,9461313 | 500 | 11 | 0,4 | 3Φ | 2012 | Efacec | 3418 | 2426 | 45 | 2169.9222 | 256.0778 | 256077.7778 |  | 40 | 121.3 | 121300 | 2304.7 | 2.222% | 51.2156 | 307.2933 | 2118.7067
10141103 | MS | MINISUBESTAÇÃO | PT 158 | MINISUBESTAÇÃO MARCA: PT 158 | Kamubucuane |  | Maputo |  |  | 32,5550824 | -25,9339891 | 315 | 11 | 0,4 | 3Φ | 2012 |  |  | 1213 | 45 | 1084.9611 | 128.0389 | 128038.8889 |  | 40 | 60.65 | 60650 | 1152.35 | 2.222% | 25.6078 | 153.6467 | 1059.3533
10141103 | MS | MINISUBESTAÇÃO | PTS 56 | MINISUBESTAÇÃO MARCA:Efacec PTS 56 | Kamubucuane |  | Maputo |  |  | 32,5535954 | -25,9344695 | 315 | 11 | 0,4 | 3Φ | 2012 | Efacec |  | 1213 | 45 | 1084.9611 | 128.0389 | 128038.8889 |  | 40 | 60.65 | 60650 | 1152.35 | 2.222% | 25.6078 | 153.6467 | 1059.3533
10141103 | React | REACTOR | ER1 | REACTOR MARCA:QUALITY POWER LINDELA ER1 |  | LINDELA | Maputo |  |  | -24.06.220 | 035.15.484 | 20000 | 33 |  | 3 | 2012 | QUALITY POWER |  | 12090 | 45 | 10813.8333 | 1276.1667 | 1276166.6667 |  | 40 | 604.5 | 604500 | 11485.5 | 2.222% | 255.2333 | 1531.4 | 10558.6
10141103 | GMT | TRANSFORMADOR |  | TRANSFORMADOR MARCA:ITB MOBILE - SUB | TETE | MOBILE - SUB | TETE | KACHINKHE |  | 559136.192 | 8214351.111 | 160 | 33 | 0.4 | 3 | 2012 | ITB | 782594 | 991 | 45 | 886.3944 | 104.6056 | 104605.5556 |  | 40 | 49.55 | 49550 | 941.45 | 2.222% | 20.9211 | 125.5267 | 865.4733
10141103 | GMT | TRANSFORMADOR |  | TRANSFORMADOR MARCA:EFACEC SE-TETE | TETE | SE-TETE | TETE | CHISSAN-1 |  | 567197.8 | 8214461.97 | 315 | 33 | 0.4 | 3 | 2012 | EFACEC | K008284.01 | 1039 | 45 | 929.3278 | 109.6722 | 109672.2222 |  | 40 | 51.95 | 51950 | 987.05 | 2.222% | 21.9344 | 131.6067 | 907.3933
10141103 | GMT | TRANSFORMADOR |  | TRANSFORMADOR MARCA:EFACEC SE-TETE | TETE | SE-TETE | TETE | CHISSAN-2 |  | 567681.604 | 8214252.96 | 250 | 33 | 0.4 | 3 | 2012 | EFACEC | K010843.05 | 991 | 45 | 886.3944 | 104.6056 | 104605.5556 |  | 40 | 49.55 | 49550 | 941.45 | 2.222% | 20.9211 | 125.5267 | 865.4733
10141103 | GMT | TRANSFORMADOR |  | TRANSFORMADOR MARCA:EFACEC SE-MOVEL | TETE | SE-MOVEL | TETE | BAOBAB |  | 566679.85 | 8215544.658 | 500 | 33 | 0.4 | 3 | 2012 | EFACEC | K008216-03 | 1200 | 45 | 1073.3333 | 126.6667 | 126666.6667 |  | 40 | 60 | 60000 | 1140 | 2.222% | 25.3333 | 152 | 1048
10141103 | GMT | TRANSFORMADOR | PTS2 | TRANSFORMADOR MARCA: PTS2 |  |  | NAMPULA | AVENIDA PAULO SAMUEL KHANKHOMBA ANTIGO PIQUETE |  | 15°7'6.285" | 39°15'48.812" | 500 | 11 | 400V | 3 | 2012 |  |  | 1016 | 45 | 908.7556 | 107.2444 | 107244.4444 |  | 40 | 50.8 | 50800 | 965.2 | 2.222% | 21.4489 | 128.6933 | 887.3067
10141103 | GMT | TRANSFORMADOR | PTS43 | TRANSFORMADOR MARCA: PTS43 |  |  | NAMPULA | AVENIDA 25 DE SETEMBRO-AO LADO DO TRIBUNAL ADMINISTRATIVO |  | 15°7'18.710" | 39°15'27.116" | 315 | 11 | 400V | 3 | 2012 |  |  | 840 | 45 | 751.3333 | 88.6667 | 88666.6667 |  | 40 | 42 | 42000 | 798 | 2.222% | 17.7333 | 106.4 | 733.6
10141103 | GMT | TRANSFORMADOR | PTS52 | TRANSFORMADOR MARCA: PTS52 |  |  | NAMPULA | VIA PENITENCIÁRIA- CENTRO DE SAUDE NIARRO |  | 15°2'34.914" | 39°16'4.621" | 50 | 11 | 400V | 3 | 2012 |  |  | 381 | 45 | 340.7833 | 40.2167 | 40216.6667 |  | 40 | 19.05 | 19050 | 361.95 | 2.222% | 8.0433 | 48.26 | 332.74
10141103 | GMT | TRANSFORMADOR | PTS74 | TRANSFORMADOR MARCA: PTS74 |  |  | Nampula | BAIRRO DE NAMUTEQUELIUA- BIM MLADEN |  | 15°1'59.717" | 39°17'34.199" | 100 | 33 | 400V | 3 | 2012 |  |  | 763 | 45 | 682.4611 | 80.5389 | 80538.8889 |  | 40 | 38.15 | 38150 | 724.85 | 2.222% | 16.1078 | 96.6467 | 666.3533
10141103 | GMT | TRANSFORMADOR | 96 | TRANSFORMADOR MARCA: 96 |  |  | Nampula | BAIRRO DE MUTAUANHA PRÓXIMO EPC MUTHITA |  | 15°7'49.376" | 39°12'45.385" | 200 | 33 | 400V | 3 | 2012 |  |  | 991 | 45 | 886.3944 | 104.6056 | 104605.5556 |  | 40 | 49.55 | 49550 | 941.45 | 2.222% | 20.9211 | 125.5267 | 865.4733
10141103 | GMT | TRANSFORMADOR | 103 | TRANSFORMADOR MARCA: 103 |  |  | Nampula | BAIRRO DE MUAHIVIRE EXPANSÃO- NO HOSPITAL |  | 15°8'36.719" | 39°17'46.638" | 315 | 33 | 400V | 3 | 2012 |  |  | 1039 | 45 | 929.3278 | 109.6722 | 109672.2222 |  | 40 | 51.95 | 51950 | 987.05 | 2.222% | 21.9344 | 131.6067 | 907.3933
10141103 | GMT | TRANSFORMADOR | 116 | TRANSFORMADOR MARCA: 116 |  |  | Ribaue | BAIRRO MURRAPANIUA EXPANSAO |  | 14°57.253 | 38°19.419 | 100 | 33 | 400V | 3 | 2012 |  |  | 763 | 45 | 682.4611 | 80.5389 | 80538.8889 |  | 40 | 38.15 | 38150 | 724.85 | 2.222% | 16.1078 | 96.6467 | 666.3533
10141103 | GMT | TRANSFORMADOR | 125 | TRANSFORMADOR MARCA: 125 |  |  | Nampula | Muahivire Expansão - Fabrica de Sumo |  | 15°7'13.677" | 39°19'53.337" | 160 | 33 | 400V | 3 | 2012 |  |  | 991 | 45 | 886.3944 | 104.6056 | 104605.5556 |  | 40 | 49.55 | 49550 | 941.45 | 2.222% | 20.9211 | 125.5267 | 865.4733
10141103 | GMT | TRANSFORMADOR | 126 | TRANSFORMADOR MARCA: 126 |  |  | Nampula | Muahivire - Armindo Gonçalves |  | 15°11'32.346" | 39°16'2.146" | 250 | 33 | 400V | 3 | 2012 |  |  | 991 | 45 | 886.3944 | 104.6056 | 104605.5556 |  | 40 | 49.55 | 49550 | 941.45 | 2.222% | 20.9211 | 125.5267 | 865.4733
10141103 | GMT | TRANSFORMADOR | 129 | TRANSFORMADOR MARCA: 129 |  |  | Nampula | AVENIDA PAULO SAMUEL KHANKHOMBA- PRÉDIO FABIÃO |  | 15°6'55.112" | 39°15'53.288" | 315 | 11 | 400V | 3 | 2012 |  |  | 840 | 45 | 751.3333 | 88.6667 | 88666.6667 |  | 40 | 42 | 42000 | 798 | 2.222% | 17.7333 | 106.4 | 733.6
10141103 | GMT | TRANSFORMADOR | 135 | TRANSFORMADOR MARCA: 135 |  |  | Nampula | BAIRRO DE MUATALA - ESCOLA SECUNDÁRIA DE COSSORE |  | 15°7'50.062" | 39°14'20.745" | 200 | 33 | 400V | 3 | 2012 |  |  | 991 | 45 | 886.3944 | 104.6056 | 104605.5556 |  | 40 | 49.55 | 49550 | 941.45 | 2.222% | 20.9211 | 125.5267 | 865.4733
10141103 | GMT | TRANSFORMADOR | 137 | TRANSFORMADOR MARCA: 137 |  |  | Nampula | BAIRRO DE MUATALA - MAPARA ENIKIRE EKIRE |  | 15°8'46.694" | 39°14'51.837" | 200 | 33 | 400V | 3 | 2012 |  |  | 991 | 45 | 886.3944 | 104.6056 | 104605.5556 |  | 40 | 49.55 | 49550 | 941.45 | 2.222% | 20.9211 | 125.5267 | 865.4733
10141103 | GMT | TRANSFORMADOR | 141 | TRANSFORMADOR MARCA: 141 |  |  | Nampula | BAIRRO DE NAMUTEQUELIUA -ENTRADA DA QUINTA NASA |  | 15°7'13.677" | 39°19'53.337" | 200 | 11 | 400V | 3 | 2012 |  |  | 572 | 45 | 511.6222 | 60.3778 | 60377.7778 |  | 40 | 28.6 | 28600 | 543.4 | 2.222% | 12.0756 | 72.4533 | 499.5467
10141103 | GMT | TRANSFORMADOR | 143 | TRANSFORMADOR MARCA: 143 |  |  | Nampula | BAIRRO DE MUHALA EXPANSÃO- PRÓXIMO COLEGA AMÉRICO |  | 15°8'21.725" | 39°18'3.639" | 160 | 33 | 400V | 3 | 2012 |  |  | 991 | 45 | 886.3944 | 104.6056 | 104605.5556 |  | 40 | 49.55 | 49550 | 941.45 | 2.222% | 20.9211 | 125.5267 | 865.4733
10141103 | GMT | TRANSFORMADOR | 145 | TRANSFORMADOR MARCA: 145 |  |  | Nampula | BAIRRO DE MUHALA EXPANSÃO- PROX ESCOLA MARIA E. GUEBUZA |  | 15°8'11.519" | 39°19'4.406" | 200 | 33 | 400V | 3 | 2012 |  |  | 991 | 45 | 886.3944 | 104.6056 | 104605.5556 |  | 40 | 49.55 | 49550 | 941.45 | 2.222% | 20.9211 | 125.5267 | 865.4733
10141103 | GMT | TRANSFORMADOR | 146 | TRANSFORMADOR MARCA: 146 |  |  | Nampula | BAIRRO DE NAMUTEQUELIUA -ATRAS DA ESCOLA S. NAMPACO |  | 15°7'17.474" | 39°19'15.918" | 200 | 33 | 400V | 3 | 2012 |  |  | 991 | 45 | 886.3944 | 104.6056 | 104605.5556 |  | 40 | 49.55 | 49550 | 941.45 | 2.222% | 20.9211 | 125.5267 | 865.4733
10141103 | GMT | TRANSFORMADOR | 147 | TRANSFORMADOR MARCA: 147 |  |  | Nampula | BAIRRO DE NAMUTEQUELIUA -NAMPACO PRÓXIMO DA PONTE AMURANE |  | 15°7'49.885" | 39°19'19.887" | 200 | 33 | 400V | 3 | 2012 |  |  | 991 | 45 | 886.3944 | 104.6056 | 104605.5556 |  | 40 | 49.55 | 49550 | 941.45 | 2.222% | 20.9211 | 125.5267 | 865.4733
10141103 | GMT | TRANSFORMADOR | 171 | TRANSFORMADOR MARCA: 171 |  |  | Mecuburi | MECUBURI,NAHIPA |  | 15° | 39° | 100 | 33 | 400V | 3 | 2012 |  |  | 763 | 45 | 682.4611 | 80.5389 | 80538.8889 |  | 40 | 38.15 | 38150 | 724.85 | 2.222% | 16.1078 | 96.6467 | 666.3533
10141103 | GMT | TRANSFORMADOR | 189 | TRANSFORMADOR MARCA: 189 |  |  | Rapale | NAMAITA NO CENTRO, PROXIMO DA FEIRA |  | 15°15,475' | 039°03,050' | 160 | 33 | 400V | 3 | 2012 |  |  | 991 | 45 | 886.3944 | 104.6056 | 104605.5556 |  | 40 | 49.55 | 49550 | 941.45 | 2.222% | 20.9211 | 125.5267 | 865.4733
10141103 | GMT | TRANSFORMADOR | 190 | TRANSFORMADOR MARCA: 190 |  |  | Nampula | BAIRRO DE NATIKIRI ATRAS DA BARRACA KILOMETRO 2 |  | 15°5'57.438" | 39°12'51.070" | 200 | 33 | 400V | 3 | 2012 |  |  | 991 | 45 | 886.3944 | 104.6056 | 104605.5556 |  | 40 | 49.55 | 49550 | 941.45 | 2.222% | 20.9211 | 125.5267 | 865.4733
10141103 | GMT | TRANSFORMADOR | 191 | TRANSFORMADOR MARCA: 191 |  |  | Nampula | BAIRRO DE MUTAUANHA - ANTIGO MERCADO MUATHATA |  | 14°34'26.663" | 39°13'14.979" | 200 | 33 | 400V | 3 | 2012 |  |  | 991 | 45 | 886.3944 | 104.6056 | 104605.5556 |  | 40 | 49.55 | 49550 | 941.45 | 2.222% | 20.9211 | 125.5267 | 865.4733
10141103 | GMT | TRANSFORMADOR | 195 | TRANSFORMADOR MARCA: 195 |  |  | Nampula | BAIRRO DE MUAHIVIRE NOS MAPICOS |  | 15°7'56.082" | 39°12'44.018" | 200 | 11 | 400V | 3 | 2012 |  |  | 572 | 45 | 511.6222 | 60.3778 | 60377.7778 |  | 40 | 28.6 | 28600 | 543.4 | 2.222% | 12.0756 | 72.4533 | 499.5467
10141103 | GMT | TRANSFORMADOR | 196 | TRANSFORMADOR MARCA: 196 |  |  | Nampula | BAIRRO DE MUAHIVIRE- RUA SEM SAIDA |  | 15°7'43.148" | 39°15'32.373" | 500 | 11 | 400V | 3 | 2012 |  |  | 1016 | 45 | 908.7556 | 107.2444 | 107244.4444 |  | 40 | 50.8 | 50800 | 965.2 | 2.222% | 21.4489 | 128.6933 | 887.3067
10141103 | GMT | TRANSFORMADOR | 197 | TRANSFORMADOR MARCA: 197 |  |  | Nampula | BAIRRO DE NAMICOPO - PRÓXIMO DA COSCAN -COLEGA MUTAQUIRO |  | 15°6'42.780" | 39°18'27.588" | 200 | 11 | 400V | 3 | 2012 |  |  | 572 | 45 | 511.6222 | 60.3778 | 60377.7778 |  | 40 | 28.6 | 28600 | 543.4 | 2.222% | 12.0756 | 72.4533 | 499.5467
10141103 | GMT | TRANSFORMADOR | 199 | TRANSFORMADOR MARCA: 199 |  |  | Nampula | BAIRRO DE NAMUTEQUELIUA ENTRADA DO DIALLO |  | 15°7'28.157" | 39°17'9.285" | 315 | 11 | 400V | 3 | 2012 |  |  | 840 | 45 | 751.3333 | 88.6667 | 88666.6667 |  | 40 | 42 | 42000 | 798 | 2.222% | 17.7333 | 106.4 | 733.6
10141103 | GMT | TRANSFORMADOR | 203 | TRANSFORMADOR MARCA: 203 |  |  | Nampula | BAIRRO DE MUATALA-ESCOLA TEXTÁFRICA |  | 15°7'23.331" | 39°14'28.756" | 630 | 33 | 400V | 3 | 2012 |  |  | 1200 | 45 | 1073.3333 | 126.6667 | 126666.6667 |  | 40 | 60 | 60000 | 1140 | 2.222% | 25.3333 | 152 | 1048
10141103 | GMT | TRANSFORMADOR | 204 | TRANSFORMADOR MARCA: 204 |  |  | Nampula | MUAHIVIRE EXPANSÃO , DEPOIS DA MOAGEM AZIZE |  | 15°8'50.133" | 39°16'51.903" | 315 | 33 | 400V | 3 | 2012 |  |  | 1039 | 45 | 929.3278 | 109.6722 | 109672.2222 |  | 40 | 51.95 | 51950 | 987.05 | 2.222% | 21.9344 | 131.6067 | 907.3933
10141103 | GMT | TRANSFORMADOR | 208 | TRANSFORMADOR MARCA: 208 |  |  | Nampula | ZONA DE CIMENTO PRÓX DO DEPÓSITO PROVINCIAL DE MEDICAMENTOS |  | 15°7'40.256" | 39°15'56.225" | 200 | 11 | 400V | 3 | 2012 |  |  | 572 | 45 | 511.6222 | 60.3778 | 60377.7778 |  | 40 | 28.6 | 28600 | 543.4 | 2.222% | 12.0756 | 72.4533 | 499.5467
10141103 | GMT | TRANSFORMADOR | 210 | TRANSFORMADOR MARCA: 210 |  |  | Nampula | BAIRRO DE NATIKIRI , ATRAS DA AUTO PROMOTORA |  | 15º 5' 37.607" S | -39º -12' -27.365" W | 100 | 33 | 400V | 3 | 2012 |  |  | 763 | 45 | 682.4611 | 80.5389 | 80538.8889 |  | 40 | 38.15 | 38150 | 724.85 | 2.222% | 16.1078 | 96.6467 | 666.3533
10141103 | GMT | TRANSFORMADOR | 223 | TRANSFORMADOR MARCA: 223 |  |  | Nampula | BAIRRO DE MURRAPANIUA ATRAS DO MERCADO RESTA |  | 15º 6' 3.097" S | -39º -13' -30.005" W | 250 | 33 | 400V | 3 | 2012 |  |  | 991 | 45 | 886.3944 | 104.6056 | 104605.5556 |  | 40 | 49.55 | 49550 | 941.45 | 2.222% | 20.9211 | 125.5267 | 865.4733
10141103 | GMT | TRANSFORMADOR | 225 | TRANSFORMADOR MARCA: 225 |  |  | Nampula | BAIRRO DE MUHALA EXPANSÃO- NO BAR PIRI PIRI |  | 15º 7' 46.785" S | -39º -17' -0.9" W | 200 | 33 | 400V | 3 | 2012 |  |  | 991 | 45 | 886.3944 | 104.6056 | 104605.5556 |  | 40 | 49.55 | 49550 | 941.45 | 2.222% | 20.9211 | 125.5267 | 865.4733
10141103 | GMT | TRANSFORMADOR | PT86 | TRANSFORMADOR MARCA:Power tech PT86 PT86 | Probeira Pioneiros | PT86 | BEIRA | SOFALA |  | 693161.1 | 7807254.7 | 315 | 6.6 | 0.4 | 3 | 2012 | Power tech | 20750901/02 | 840 | 45 | 751.3333 | 88.6667 | 88666.6667 |  | 40 | 42 | 42000 | 798 | 2.222% | 17.7333 | 106.4 | 733.6
10141103 | GMT | TRANSFORMADOR | PT116 | TRANSFORMADOR MARCA:Power Tech PT116 PT116 | Cinema 25 de Setembro Manga | PT116 | BEIRA | SOFALA |  | 694808.8 | 7814844.7 | 250 | 22 | 0.4 | 3 | 2012 | Power Tech | 20750801/03 | 953 | 45 | 852.4056 | 100.5944 | 100594.4444 |  | 40 | 47.65 | 47650 | 905.35 | 2.222% | 20.1189 | 120.7133 | 832.2867
10141103 | GMT | TRANSFORMADOR | PT151 | TRANSFORMADOR MARCA:Powertech PT151 PT151 | Quartel-Matacuane | PT151 | BEIRA | SOFALA |  | 695586.4 | 7806025.9 | 315 | 6.6 | 0.4 | 3 | 2012 | Powertech | 20750901.03 | 840 | 45 | 751.3333 | 88.6667 | 88666.6667 |  | 40 | 42 | 42000 | 798 | 2.222% | 17.7333 | 106.4 | 733.6
10141103 | GMT | TRANSFORMADOR | AGGDL/PT1 | TRANSFORMADOR MARCA:ITB AGGDL/PT1 AGGDL/PT1 | Bairro Eduardo Mondlane | AGGDL/PT1 | GONDOLA | MANICA | ESCRITORIOS DA SETEC ( EDM ) | S19 05 05,6 | E033 38 40,8 | 630 | 22 | 0.4 | 3 | 2012 | ITB | 769789 | 1016 | 45 | 908.7556 | 107.2444 | 107244.4444 |  | 40 | 50.8 | 50800 | 965.2 | 2.222% | 21.4489 | 128.6933 | 887.3067
10141103 | GMT | TRANSFORMADOR | AGGDL/PT3 | TRANSFORMADOR MARCA:ITB AGGDL/PT3 AGGDL/PT3 | Bairro 7 de Abril | AGGDL/PT3 | GONDOLA | MANICA | PISCINA | S19 05 16,8 | E033 39 02,7 | 200 | 22 | 0.4 | 3 | 2012 | ITB | 626586 | 572 | 45 | 511.6222 | 60.3778 | 60377.7778 |  | 40 | 28.6 | 28600 | 543.4 | 2.222% | 12.0756 | 72.4533 | 499.5467
10141103 | GMT | TRANSFORMADOR | PT 232 | TRANSFORMADOR MARCA:EFACEC PT 232 PT 232 |  | PT 232 | Maxaquene |  |  |  |  | 500 | 11 | 0.4 | 3Ø | 2012 | EFACEC | F001009.07 | 1016 | 45 | 908.7556 | 107.2444 | 107244.4444 |  | 40 | 50.8 | 50800 | 965.2 | 2.222% | 21.4489 | 128.6933 | 887.3067
10141103 | GMT | TRANSFORMADOR | PT 288R | TRANSFORMADOR MARCA:EFACEC PT 288R PT 288R |  | PT 288R | Maxaquene |  |  |  |  | 315 | 33 | 0.4 | 3Ø | 2012 | EFACEC | F000997.05 | 1039 | 45 | 929.3278 | 109.6722 | 109672.2222 |  | 40 | 51.95 | 51950 | 987.05 | 2.222% | 21.9344 | 131.6067 | 907.3933
10141103 | GMT | TRANSFORMADOR | PTS 2R | TRANSFORMADOR MARCA:" PTS 2R PTS 2R |  | PTS 2R | Mabukwane |  |  |  |  | 500 | 33 | 0.4 | 3Ø | 2012 | " | K008358.01 | 1200 | 45 | 1073.3333 | 126.6667 | 126666.6667 |  | 40 | 60 | 60000 | 1140 | 2.222% | 25.3333 | 152 | 1048
10141103 | GMT | TRANSFORMADOR | PT 20 RE | TRANSFORMADOR MARCA:Powertech PT 20 RE | Maxixe |  | Inhambane |  |  | 32,3248378 | -23,8646892 | 200 | 33 | 0,4 | 3Φ | 2012 | Powertech | 20731303/02 | 991 | 45 | 886.3944 | 104.6056 | 104605.5556 |  | 40 | 49.55 | 49550 | 941.45 | 2.222% | 20.9211 | 125.5267 | 865.4733
10141103 | GMT | TRANSFORMADOR | SPARE | TRANSFORMADOR MARCA:TUSCO TRAFO BILENE SPARE | GAZA | BILENE | BILENE |  |  | S25ᵒ16'34,18" | E33ᵒ15'04,33" | 100 | 33 | 0.4 | 3 | 2012 | TUSCO TRAFO | 551337 | 763 | 45 | 682.4611 | 80.5389 | 80538.8889 |  | 40 | 38.15 | 38150 | 724.85 | 2.222% | 16.1078 | 96.6467 | 666.3533
10141103 | GMT | TRANSFORMADOR | PTS43 | TRANSFORMADOR MARCA:SGB PTS43 |  |  | NAMPULA | AVENIDA 25 DE SETEMBRO-AO LADO DO TRIBUNAL ADMINISTRATIVO |  | 15°7'18.710" | 39°15'27.116" | 315 | 11 | 400V | 3 | 2012 | SGB | 401488 | 840 | 45 | 751.3333 | 88.6667 | 88666.6667 |  | 40 | 42 | 42000 | 798 | 2.222% | 17.7333 | 106.4 | 733.6
10141103 | GMT | TRANSFORMADOR | PTS52 | TRANSFORMADOR MARCA:FST PTS52 |  |  | NAMPULA | VIA PENITENCIÁRIA- CENTRO DE SAUDE NIARRO |  | 15°2'34.914" | 39°16'4.621" | 50 | 11 | 400V | 3 | 2012 | FST | T11509155 | 381 | 45 | 340.7833 | 40.2167 | 40216.6667 |  | 40 | 19.05 | 19050 | 361.95 | 2.222% | 8.0433 | 48.26 | 332.74
10141103 | GMT | TRANSFORMADOR | PTS74 | TRANSFORMADOR MARCA:EFACEC PTS74 |  |  | Nampula | BAIRRO DE NAMUTEQUELIUA- BIM MLADEN |  | 15°1'59.717" | 39°17'34.199" | 100 | 33 | 400V | 3 | 2012 | EFACEC | F000339 | 763 | 45 | 682.4611 | 80.5389 | 80538.8889 |  | 40 | 38.15 | 38150 | 724.85 | 2.222% | 16.1078 | 96.6467 | 666.3533
10141103 | GMT | TRANSFORMADOR | 96 | TRANSFORMADOR MARCA:TM 96 |  |  | Nampula | BAIRRO DE MUTAUANHA PRÓXIMO EPC MUTHITA |  | 15°7'49.376" | 39°12'45.385" | 200 | 33 | 400V | 3 | 2012 | TM | 904925 | 991 | 45 | 886.3944 | 104.6056 | 104605.5556 |  | 40 | 49.55 | 49550 | 941.45 | 2.222% | 20.9211 | 125.5267 | 865.4733
10141103 | GMT | TRANSFORMADOR | 103 | TRANSFORMADOR MARCA:Power Tech 103 |  |  | Nampula | BAIRRO DE MUAHIVIRE EXPANSÃO- NO HOSPITAL |  | 15°8'36.719" | 39°17'46.638" | 315 | 33 | 400V | 3 | 2012 | Power Tech | 20954501/03 | 1039 | 45 | 929.3278 | 109.6722 | 109672.2222 |  | 40 | 51.95 | 51950 | 987.05 | 2.222% | 21.9344 | 131.6067 | 907.3933
10141103 | GMT | TRANSFORMADOR | 116 | TRANSFORMADOR MARCA:PME 116 |  |  | Ribaue | BAIRRO MURRAPANIUA EXPANSAO |  | 14°57.253 | 38°19.419 | 100 | 33 | 400V | 3 | 2012 | PME | I.30110013 | 763 | 45 | 682.4611 | 80.5389 | 80538.8889 |  | 40 | 38.15 | 38150 | 724.85 | 2.222% | 16.1078 | 96.6467 | 666.3533
10141103 | GMT | TRANSFORMADOR | 125 | TRANSFORMADOR MARCA:SGB 125 |  |  | Nampula | Muahivire Expansão - Fabrica de Sumo |  | 15°7'13.677" | 39°19'53.337" | 160 | 33 | 400V | 3 | 2012 | SGB | 397420 | 991 | 45 | 886.3944 | 104.6056 | 104605.5556 |  | 40 | 49.55 | 49550 | 941.45 | 2.222% | 20.9211 | 125.5267 | 865.4733
10141103 | GMT | TRANSFORMADOR | 126 | TRANSFORMADOR MARCA:FST 126 |  |  | Nampula | Muahivire - Armindo Gonçalves |  | 15°11'32.346" | 39°16'2.146" | 250 | 33 | 400V | 3 | 2012 | FST | TB-1509076 | 991 | 45 | 886.3944 | 104.6056 | 104605.5556 |  | 40 | 49.55 | 49550 | 941.45 | 2.222% | 20.9211 | 125.5267 | 865.4733
10141103 | GMT | TRANSFORMADOR | 129 | TRANSFORMADOR MARCA:Power Tech 129 |  |  | Nampula | AVENIDA PAULO SAMUEL KHANKHOMBA- PRÉDIO FABIÃO |  | 15°6'55.112" | 39°15'53.288" | 315 | 11 | 400V | 3 | 2012 | Power Tech | 10759101/02 | 840 | 45 | 751.3333 | 88.6667 | 88666.6667 |  | 40 | 42 | 42000 | 798 | 2.222% | 17.7333 | 106.4 | 733.6
10141103 | GMT | TRANSFORMADOR | 135 | TRANSFORMADOR MARCA:ABB 135 |  |  | Nampula | BAIRRO DE MUATALA - ESCOLA SECUNDÁRIA DE COSSORE |  | 15°7'50.062" | 39°14'20.745" | 200 | 33 | 400V | 3 | 2012 | ABB | T-24311 | 991 | 45 | 886.3944 | 104.6056 | 104605.5556 |  | 40 | 49.55 | 49550 | 941.45 | 2.222% | 20.9211 | 125.5267 | 865.4733
10141103 | GMT | TRANSFORMADOR | 137 | TRANSFORMADOR MARCA:PME Transformer 137 |  |  | Nampula | BAIRRO DE MUATALA - MAPARA ENIKIRE EKIRE |  | 15°8'46.694" | 39°14'51.837" | 200 | 33 | 400V | 3 | 2012 | PME Transformer | 250090012 | 991 | 45 | 886.3944 | 104.6056 | 104605.5556 |  | 40 | 49.55 | 49550 | 941.45 | 2.222% | 20.9211 | 125.5267 | 865.4733
10141103 | GMT | TRANSFORMADOR | 141 | TRANSFORMADOR MARCA:TM 141 |  |  | Nampula | BAIRRO DE NAMUTEQUELIUA -ENTRADA DA QUINTA NASA |  | 15°7'13.677" | 39°19'53.337" | 200 | 11 | 400V | 3 | 2012 | TM | 904922 | 572 | 45 | 511.6222 | 60.3778 | 60377.7778 |  | 40 | 28.6 | 28600 | 543.4 | 2.222% | 12.0756 | 72.4533 | 499.5467
10141103 | GMT | TRANSFORMADOR | 143 | TRANSFORMADOR MARCA:TM 143 |  |  | Nampula | BAIRRO DE MUHALA EXPANSÃO- PRÓXIMO COLEGA AMÉRICO |  | 15°8'21.725" | 39°18'3.639" | 160 | 33 | 400V | 3 | 2012 | TM | 1307031 | 991 | 45 | 886.3944 | 104.6056 | 104605.5556 |  | 40 | 49.55 | 49550 | 941.45 | 2.222% | 20.9211 | 125.5267 | 865.4733
10141103 | GMT | TRANSFORMADOR | 145 | TRANSFORMADOR MARCA:NEI Transformers 145 |  |  | Nampula | BAIRRO DE MUHALA EXPANSÃO- PROX ESCOLA MARIA E. GUEBUZA |  | 15°8'11.519" | 39°19'4.406" | 200 | 33 | 400V | 3 | 2012 | NEI Transformers | 10356902/17 | 991 | 45 | 886.3944 | 104.6056 | 104605.5556 |  | 40 | 49.55 | 49550 | 941.45 | 2.222% | 20.9211 | 125.5267 | 865.4733
10141103 | GMT | TRANSFORMADOR | 146 | TRANSFORMADOR MARCA:Power Tech 146 |  |  | Nampula | BAIRRO DE NAMUTEQUELIUA -ATRAS DA ESCOLA S. NAMPACO |  | 15°7'17.474" | 39°19'15.918" | 200 | 33 | 400V | 3 | 2012 | Power Tech | 10899502/02 | 991 | 45 | 886.3944 | 104.6056 | 104605.5556 |  | 40 | 49.55 | 49550 | 941.45 | 2.222% | 20.9211 | 125.5267 | 865.4733
10141103 | GMT | TRANSFORMADOR | 147 | TRANSFORMADOR MARCA:Power Tech 147 |  |  | Nampula | BAIRRO DE NAMUTEQUELIUA -NAMPACO PRÓXIMO DA PONTE AMURANE |  | 15°7'49.885" | 39°19'19.887" | 200 | 33 | 400V | 3 | 2012 | Power Tech | 10699503/01 | 991 | 45 | 886.3944 | 104.6056 | 104605.5556 |  | 40 | 49.55 | 49550 | 941.45 | 2.222% | 20.9211 | 125.5267 | 865.4733
10141103 | GMT | TRANSFORMADOR | 171 | TRANSFORMADOR MARCA:PowerTach 171 |  |  | Mecuburi | MECUBURI,NAHIPA |  |  |  | 100 | 33 | 400V | 3 | 2012 | PowerTach | 20665401/03 | 763 | 45 | 682.4611 | 80.5389 | 80538.8889 |  | 40 | 38.15 | 38150 | 724.85 | 2.222% | 16.1078 | 96.6467 | 666.3533
10141103 | GMT | TRANSFORMADOR | 189 | TRANSFORMADOR MARCA:TM 189 |  |  | Rapale | NAMAITA NO CENTRO, PROXIMO DA FEIRA |  | 15°15,475' | 039°03,050' | 160 | 33 | 400V | 3 | 2012 | TM | 923135 | 991 | 45 | 886.3944 | 104.6056 | 104605.5556 |  | 40 | 49.55 | 49550 | 941.45 | 2.222% | 20.9211 | 125.5267 | 865.4733
10141103 | GMT | TRANSFORMADOR | 190 | TRANSFORMADOR MARCA:Power Transformer 190 |  |  | Nampula | BAIRRO DE NATIKIRI ATRAS DA BARRACA KILOMETRO 2 |  | 15°5'57.438" | 39°12'51.070" | 200 | 33 | 400V | 3 | 2012 | Power Transformer | 2001012055 | 991 | 45 | 886.3944 | 104.6056 | 104605.5556 |  | 40 | 49.55 | 49550 | 941.45 | 2.222% | 20.9211 | 125.5267 | 865.4733
10141103 | GMT | TRANSFORMADOR | 191 | TRANSFORMADOR MARCA:Power Tech 191 |  |  | Nampula | BAIRRO DE MUTAUANHA - ANTIGO MERCADO MUATHATA |  | 14°34'26.663" | 39°13'14.979" | 200 | 33 | 400V | 3 | 2012 | Power Tech | 20801102/02 | 991 | 45 | 886.3944 | 104.6056 | 104605.5556 |  | 40 | 49.55 | 49550 | 941.45 | 2.222% | 20.9211 | 125.5267 | 865.4733
10141103 | GMT | TRANSFORMADOR | 195 | TRANSFORMADOR MARCA:Power Tech 195 |  |  | Nampula | BAIRRO DE MUAHIVIRE NOS MAPICOS |  | 15°7'56.082" | 39°12'44.018" | 200 | 11 | 400V | 3 | 2012 | Power Tech | 20865701/01 | 572 | 45 | 511.6222 | 60.3778 | 60377.7778 |  | 40 | 28.6 | 28600 | 543.4 | 2.222% | 12.0756 | 72.4533 | 499.5467
10141103 | GMT | TRANSFORMADOR | 196 | TRANSFORMADOR MARCA:EFACEC 196 |  |  | Nampula | BAIRRO DE MUAHIVIRE- RUA SEM SAIDA |  | 15°7'43.148" | 39°15'32.373" | 500 | 11 | 400V | 3 | 2012 | EFACEC | F00724,01 | 1016 | 45 | 908.7556 | 107.2444 | 107244.4444 |  | 40 | 50.8 | 50800 | 965.2 | 2.222% | 21.4489 | 128.6933 | 887.3067
10141103 | GMT | TRANSFORMADOR | 197 | TRANSFORMADOR MARCA:ASTOR 197 |  |  | Nampula | BAIRRO DE NAMICOPO - PRÓXIMO DA COSCAN -COLEGA MUTAQUIRO |  | 15°6'42.780" | 39°18'27.588" | 200 | 11 | 400V | 3 | 2012 | ASTOR | 17-13021 | 572 | 45 | 511.6222 | 60.3778 | 60377.7778 |  | 40 | 28.6 | 28600 | 543.4 | 2.222% | 12.0756 | 72.4533 | 499.5467
10141103 | GMT | TRANSFORMADOR | 199 | TRANSFORMADOR MARCA:TENELEQ 199 |  |  | Nampula | BAIRRO DE NAMUTEQUELIUA ENTRADA DO DIALLO |  | 15°7'28.157" | 39°17'9.285" | 315 | 11 | 400V | 3 | 2012 | TENELEQ | T-2183 | 840 | 45 | 751.3333 | 88.6667 | 88666.6667 |  | 40 | 42 | 42000 | 798 | 2.222% | 17.7333 | 106.4 | 733.6
10141103 | GMT | TRANSFORMADOR | 203 | TRANSFORMADOR MARCA:TM 203 |  |  | Nampula | BAIRRO DE MUATALA-ESCOLA TEXTÁFRICA |  | 15°7'23.331" | 39°14'28.756" | 630 | 33 | 400V | 3 | 2012 | TM | 1303035 | 1200 | 45 | 1073.3333 | 126.6667 | 126666.6667 |  | 40 | 60 | 60000 | 1140 | 2.222% | 25.3333 | 152 | 1048
10141103 | GMT | TRANSFORMADOR | 204 | TRANSFORMADOR MARCA:Fuji Tusco 204 |  |  | Nampula | MUAHIVIRE EXPANSÃO , DEPOIS DA MOAGEM AZIZE |  | 15°8'50.133" | 39°16'51.903" | 315 | 33 | 400V | 3 | 2012 | Fuji Tusco | 581377 | 1039 | 45 | 929.3278 | 109.6722 | 109672.2222 |  | 40 | 51.95 | 51950 | 987.05 | 2.222% | 21.9344 | 131.6067 | 907.3933
10141103 | GMT | TRANSFORMADOR | 208 | TRANSFORMADOR MARCA:ASTOR 208 |  |  | Nampula | ZONA DE CIMENTO PRÓX DO DEPÓSITO PROVINCIAL DE MEDICAMENTOS |  | 15°7'40.256" | 39°15'56.225" | 200 | 11 | 400V | 3 | 2012 | ASTOR | 17-13494 | 572 | 45 | 511.6222 | 60.3778 | 60377.7778 |  | 40 | 28.6 | 28600 | 543.4 | 2.222% | 12.0756 | 72.4533 | 499.5467
10141103 | GMT | TRANSFORMADOR | 210 | TRANSFORMADOR MARCA:ITB 210 |  |  | Nampula | BAIRRO DE NATIKIRI , ATRAS DA AUTO PROMOTORA |  | 15º 5' 37.607" S | -39º -12' -27.365" W | 100 | 33 | 400V | 3 | 2012 | ITB | 629136 | 763 | 45 | 682.4611 | 80.5389 | 80538.8889 |  | 40 | 38.15 | 38150 | 724.85 | 2.222% | 16.1078 | 96.6467 | 666.3533
10141103 | GMT | TRANSFORMADOR | 223 | TRANSFORMADOR MARCA:PowerTach 223 |  |  | Nampula | BAIRRO DE MURRAPANIUA ATRAS DO MERCADO RESTA |  | 15º 6' 3.097" S | -39º -13' -30.005" W | 250 | 33 | 400V | 3 | 2012 | PowerTach | 20914801/03 | 991 | 45 | 886.3944 | 104.6056 | 104605.5556 |  | 40 | 49.55 | 49550 | 941.45 | 2.222% | 20.9211 | 125.5267 | 865.4733
10141103 | GMT | TRANSFORMADOR | 225 | TRANSFORMADOR MARCA:PowerTach 225 |  |  | Nampula | BAIRRO DE MUHALA EXPANSÃO- NO BAR PIRI PIRI |  | 15º 7' 46.785" S | -39º -17' -0.9" W | 200 | 33 | 400V | 3 | 2012 | PowerTach | 1082670/03 | 991 | 45 | 886.3944 | 104.6056 | 104605.5556 |  | 40 | 49.55 | 49550 | 941.45 | 2.222% | 20.9211 | 125.5267 | 865.4733
10141103 | GMT | TRANSFORMADOR |  | TRANSFORMADOR MARCA:ALSTHOM PTS CH.DEMBE |  | PTS CH.DEMBE | QUALIMANE |  |  | S17 52 03.70 | E036 51 40.62 | 315 | 11 | 0,4 | 3 | 2012 | ALSTHOM | 288570706 | 840 | 45 | 751.3333 | 88.6667 | 88666.6667 |  | 40 | 42 | 42000 | 798 | 2.222% | 17.7333 | 106.4 | 733.6
10141103 | GMT | TRANSFORMADOR |  | TRANSFORMADOR MARCA:POWERTECH PTS A.OFIACO |  | PTS A.OFIACO | QUALIMANE |  |  | S17 51 57.67 | E036 52 32.07 | 315 | 11 | 0,4 | 3 | 2012 | POWERTECH | D00111/0267 | 840 | 45 | 751.3333 | 88.6667 | 88666.6667 |  | 40 | 42 | 42000 | 798 | 2.222% | 17.7333 | 106.4 | 733.6
10141103 | GMT | TRANSFORMADOR |  | TRANSFORMADOR MARCA:EFACEC PTS 212 |  | PTS 212 | NICODALA |  |  | S17 35 33.20 | E036 49 11.06 | 315 | 11 | 0,4 | 3 | 2012 | EFACEC | K008252 01 | 840 | 45 | 751.3333 | 88.6667 | 88666.6667 |  | 40 | 42 | 42000 | 798 | 2.222% | 17.7333 | 106.4 | 733.6
10141103 | GMT | TRANSFORMADOR |  | TRANSFORMADOR MARCA:ITB PTS YASS |  | PTS YASS | MOCUBA |  |  | S16 50 00.77 | E036 57 56.11 | 315 | 11 | 0,4 | 3 | 2012 | ITB | 778721 | 840 | 45 | 751.3333 | 88.6667 | 88666.6667 |  | 40 | 42 | 42000 | 798 | 2.222% | 17.7333 | 106.4 | 733.6
10141103 | GMT | TRANSFORMADOR | PTS 3011 | TRANSFORMADOR MARCA:TANELEC ALTO MOLOCUE PTS 3011 |  | ALTO MOLOCUE | ALTO MOLOCUE | MOLOCUE |  | 15°41'32.612 | 37°39'1.502" | 50 | 33KV | 400V | 3 | 2012 | TANELEC |  | 643 | 45 | 575.1278 | 67.8722 | 67872.2222 |  | 40 | 32.15 | 32150 | 610.85 | 2.222% | 13.5744 | 81.4467 | 561.5533
10141103 | GMT | TRANSFORMADOR | PTS 4001 | TRANSFORMADOR MARCA:POWERTECH GURUE PTS 4001 |  | GURUE | GURUE | ELECTRICA |  | 15°27'48.568 | 36°58'52.01" | 500 | 33KV | 400V | 3 | 2012 | POWERTECH |  | 1200 | 45 | 1073.3333 | 126.6667 | 126666.6667 |  | 40 | 60 | 60000 | 1140 | 2.222% | 25.3333 | 152 | 1048
10141103 | GMT | TRANSFORMADOR | PTS 4037 | TRANSFORMADOR MARCA:ASTOR GURUE PTS 4037 |  | GURUE | GURUE | AEROPORTO |  | 15°29'30.418" | 36°59'10.307" | 200 | 33KV | 400V | 3 | 2012 | ASTOR |  | 991 | 45 | 886.3944 | 104.6056 | 104605.5556 |  | 40 | 49.55 | 49550 | 941.45 | 2.222% | 20.9211 | 125.5267 | 865.4733
10141103 | PMT | TRANSFORMADOR |  | TRANSFORMADOR MARCA:POWER TECH SE-MANJE | TETE | SE-MANJE | MACANGA | FURAN.ENTRADA |  | 565933.956 | 8351132.885 | 160 | 33 | 0.4 | 3 | 2012 | POWER TECH | 20759901/01 | 991 | 45 | 886.3944 | 104.6056 | 104605.5556 |  | 40 | 49.55 | 49550 | 941.45 | 2.222% | 20.9211 | 125.5267 | 865.4733
10141103 | PMT | TRANSFORMADOR |  | TRANSFORMADOR MARCA:EFACEC SE-MANJE | TETE | SE-MANJE | MARAVIA | LIFE TOBACO |  | 381986.844 | 8323299.083 | 50 | 33 | 0.4 | 3 | 2012 | EFACEC | N/A | 643 | 45 | 575.1278 | 67.8722 | 67872.2222 |  | 40 | 32.15 | 32150 | 610.85 | 2.222% | 13.5744 | 81.4467 | 561.5533
10141103 | PMT | TRANSFORMADOR |  | TRANSFORMADOR MARCA:TRANSFORMAN SE-CHIMUARA | TETE | SE-CHIMUARA | MUTARARA | SAMORA MACLUE |  | 720920.291 | 8068725.036 | 160 | 33 | 0.4 | 3 | 2012 | TRANSFORMAN | 60076 | 991 | 45 | 886.3944 | 104.6056 | 104605.5556 |  | 40 | 49.55 | 49550 | 941.45 | 2.222% | 20.9211 | 125.5267 | 865.4733
10141103 | PMT | TRANSFORMADOR |  | TRANSFORMADOR MARCA:TRANSFORMAN SE-CHIMUARA | TETE | SE-CHIMUARA | MUTARARA | AGRIZA |  | 719411.968 | 8070820.403 | 25 | 33 | 0.4 | 3 | 2012 | TRANSFORMAN | 60066 | 643 | 45 | 575.1278 | 67.8722 | 67872.2222 |  | 40 | 32.15 | 32150 | 610.85 | 2.222% | 13.5744 | 81.4467 | 561.5533
10141103 | PMT | TRANSFORMADOR | 65 | TRANSFORMADOR MARCA: NACALA 65 |  | NACALA | Nacala-Porto | Campo China |  | 14°34.641 | 40°41.160 | 200 | 33KV | 400V | 3 | 2012 |  |  | 991 | 45 | 886.3944 | 104.6056 | 104605.5556 |  | 40 | 49.55 | 49550 | 941.45 | 2.222% | 20.9211 | 125.5267 | 865.4733
10141103 | PMT | TRANSFORMADOR | 66 | TRANSFORMADOR MARCA: NACALA 66 |  | NACALA | Nacala-Porto | Campo Namapa |  | 14°34.213 | 40°40.995 | 250 | 33KV | 400V | 3 | 2012 |  |  | 991 | 45 | 886.3944 | 104.6056 | 104605.5556 |  | 40 | 49.55 | 49550 | 941.45 | 2.222% | 20.9211 | 125.5267 | 865.4733
10141103 | PMT | TRANSFORMADOR | 67 | TRANSFORMADOR MARCA: NACALA 67 |  | NACALA | Nacala-Porto | Entrada do bispo |  | 14°33.520 | 40°41.093 | 315 | 33KV | 400V | 3 | 2012 |  |  | 1039 | 45 | 929.3278 | 109.6722 | 109672.2222 |  | 40 | 51.95 | 51950 | 987.05 | 2.222% | 21.9344 | 131.6067 | 907.3933
10141103 | PMT | TRANSFORMADOR | 68 | TRANSFORMADOR MARCA: NACALA 68 |  | NACALA | Nacala-Porto | Predio Comboio |  | 14°33.521 | 40°41.529 | 315 | 33KV | 400V | 3 | 2012 |  |  | 1039 | 45 | 929.3278 | 109.6722 | 109672.2222 |  | 40 | 51.95 | 51950 | 987.05 | 2.222% | 21.9344 | 131.6067 | 907.3933
10141103 | PMT | TRANSFORMADOR | 69 | TRANSFORMADOR MARCA: MONAPO 69 |  | MONAPO | Meconta | Micolene-Napai |  | 14°55.302 | 39°58.002 | 160 | 33KV | 400V | 3 | 2012 |  |  | 991 | 45 | 886.3944 | 104.6056 | 104605.5556 |  | 40 | 49.55 | 49550 | 941.45 | 2.222% | 20.9211 | 125.5267 | 865.4733
10141103 | PMT | TRANSFORMADOR | PT251 | TRANSFORMADOR MARCA:ITB PT251 PT251 | Bairro de Ndunda-Cemitério | PT251 | BEIRA | SOFALA |  | 696971.7 | 7814253 | 200 | 22 | 0.4 | 3 | 2012 | ITB | 782612 | 572 | 45 | 511.6222 | 60.3778 | 60377.7778 |  | 40 | 28.6 | 28600 | 543.4 | 2.222% | 12.0756 | 72.4533 | 499.5467
10141103 | PMT | TRANSFORMADOR | PT254 | TRANSFORMADOR MARCA:Powertech PT254 PT254 | Bairro Muchatazina (Jhacala) | PT254 | BEIRA | SOFALA |  | 697133.6 | 7810317.8 | 250 | 22 | 0.4 | 3 | 2012 | Powertech | 20750801/04 | 953 | 45 | 852.4056 | 100.5944 | 100594.4444 |  | 40 | 47.65 | 47650 | 905.35 | 2.222% | 20.1189 | 120.7133 | 832.2867
10141103 | PMT | TRANSFORMADOR | PT270 | TRANSFORMADOR MARCA:Efacec PT270 PT270 | Bairro de Matadouro | PT270 | BEIRA | SOFALA |  | 692499.5 | 7817295.7 | 200 | 22 | 0.4 | 3 | 2012 | Efacec | F001076.01 | 572 | 45 | 511.6222 | 60.3778 | 60377.7778 |  | 40 | 28.6 | 28600 | 543.4 | 2.222% | 12.0756 | 72.4533 | 499.5467
10141103 | PMT | TRANSFORMADOR | PT278 | TRANSFORMADOR MARCA:Powertech PT278 PT278 | Bairro de Inhamudima-Balneário Público | PT278 | BEIRA | SOFALA |  | 694916.5 | 7805257.4 | 250 | 22 | 0.4 | 3 | 2012 | Powertech | 20750801/01 | 953 | 45 | 852.4056 | 100.5944 | 100594.4444 |  | 40 | 47.65 | 47650 | 905.35 | 2.222% | 20.1189 | 120.7133 | 832.2867
10141103 | PMT | TRANSFORMADOR | PT279 | TRANSFORMADOR MARCA:ITB PT279 PT279 | Bairro Estofo próximo de Residencial da CPMZ | PT279 | BEIRA | SOFALA |  | S 19°48'26.48" | E 034°54'00.41" | 160 | 22 | 0.4 | 3 | 2012 | ITB | 774598 | 572 | 45 | 511.6222 | 60.3778 | 60377.7778 |  | 40 | 28.6 | 28600 | 543.4 | 2.222% | 12.0756 | 72.4533 | 499.5467
10141103 | PMT | TRANSFORMADOR | PT299 | TRANSFORMADOR MARCA:Efacec PT299 PT299 | Bairro Inhamízua-Motel Bispo | PT299 | BEIRA | SOFALA |  | 689763.7 | 7816902.3 | 200 | 22 | 0.4 | 3 | 2012 | Efacec | K0008376 | 572 | 45 | 511.6222 | 60.3778 | 60377.7778 |  | 40 | 28.6 | 28600 | 543.4 | 2.222% | 12.0756 | 72.4533 | 499.5467
10141103 | PMT | TRANSFORMADOR | AGCHI/PT32 | TRANSFORMADOR MARCA:ITB AGCHI/PT32 AGCHI/PT32 | (DN AMELIA) | AGCHI/PT32 | CHIMOIO | MANICA | 16 DE JUNHO | S 19 06 42,79 | E 033 29 05,68 | 316 | 22 | 0.4 | 3 | 2012 | ITB | 769980 | 953 | 45 | 852.4056 | 100.5944 | 100594.4444 |  | 40 | 47.65 | 47650 | 905.35 | 2.222% | 20.1189 | 120.7133 | 832.2867
10141103 | PMT | TRANSFORMADOR | AGCHI/PT37 | TRANSFORMADOR MARCA:TTB AGCHI/PT37 AGCHI/PT37 | MERCADO MAURE | AGCHI/PT37 | CHIMOIO | MANICA | Bairro nº 5 | S19 07 10,04 | E033 28 14,2 | 315 | 22 | 0.4 | 3 | 2012 | TTB | 769779 | 953 | 45 | 852.4056 | 100.5944 | 100594.4444 |  | 40 | 47.65 | 47650 | 905.35 | 2.222% | 20.1189 | 120.7133 | 832.2867
10141103 | PMT | TRANSFORMADOR | AGCHI/PT60 | TRANSFORMADOR MARCA:PME AGCHI/PT60 AGCHI/PT60 | ESTACAO MATSINHO | AGCHI/PT60 | CHIMOIO | MANICA | BAIRRO MATSINHO | S18 59 58.5 | E33 23 09.5 | 200 | 22 | 0.4 | 3 | 2012 | PME | 774611 | 572 | 45 | 511.6222 | 60.3778 | 60377.7778 |  | 40 | 28.6 | 28600 | 543.4 | 2.222% | 12.0756 | 72.4533 | 499.5467
10141103 | PMT | TRANSFORMADOR | AGCHI/PT76 | TRANSFORMADOR MARCA:ITB AGCHI/PT76 AGCHI/PT76 | MERCADO 38 | AGCHI/PT76 | CHIMOIO | MANICA |  | S19 08 17,15 | E033 29 25,42 | 315 | 22 | 0.4 | 3 | 2012 | ITB | 769785 | 953 | 45 | 852.4056 | 100.5944 | 100594.4444 |  | 40 | 47.65 | 47650 | 905.35 | 2.222% | 20.1189 | 120.7133 | 832.2867
10141103 | PMT | TRANSFORMADOR | AGCHI/PT95 | TRANSFORMADOR MARCA:ITB AGCHI/PT95 AGCHI/PT95 | Igreja ADA | AGCHI/PT95 | CHIMOIO | MANICA | Bairro Josina Machel | S 19 05 52,16 | E 033 29 39,67 | 200 | 22 | 0.4 | 3 | 2012 | ITB | 769778 | 572 | 45 | 511.6222 | 60.3778 | 60377.7778 |  | 40 | 28.6 | 28600 | 543.4 | 2.222% | 12.0756 | 72.4533 | 499.5467
10141103 | PMT | TRANSFORMADOR | AGCHI/PT123 | TRANSFORMADOR MARCA:EFACEC AGCHI/PT123 AGCHI/PT123 | MICOA | AGCHI/PT123 | CHIMOIO | MANICA | Bairro Nhamatsane | S19 05 11,02 | E033 27 58,09 | 200 | 22 | 0.4 | 3 | 2012 | EFACEC | 007076.02 | 572 | 45 | 511.6222 | 60.3778 | 60377.7778 |  | 40 | 28.6 | 28600 | 543.4 | 2.222% | 12.0756 | 72.4533 | 499.5467
10141103 | PMT | TRANSFORMADOR | USICP/PT1 | TRANSFORMADOR MARCA:POWERTECH USICP/PT1 USICP/PT1 | Bairro 3 de Fevereiro | USICP/PT1 | INCHOPE | MANICA | VIA GORONGOZA | S19 12 24,35 | E033 56 01,38 | 200 | 33 | 0.4 | 3 | 2012 | POWERTECH | 20724504/03 | 991 | 45 | 886.3944 | 104.6056 | 104605.5556 |  | 40 | 49.55 | 49550 | 941.45 | 2.222% | 20.9211 | 125.5267 | 865.4733
10141103 | PMT | TRANSFORMADOR | USMSC/PT8 | TRANSFORMADOR MARCA:ITB USMSC/PT8 USMSC/PT8 | Bairro nº 3 | USMSC/PT8 | MANICA | MANICA | ESTACAO CFM GRUZO | S18 58 22 ,1 | E033 10 15,3 | 160 | 22 | 0.4 | 3 | 2012 | ITB | 744589 | 572 | 45 | 511.6222 | 60.3778 | 60377.7778 |  | 40 | 28.6 | 28600 | 543.4 | 2.222% | 12.0756 | 72.4533 | 499.5467
10141103 | PMT | TRANSFORMADOR | PTS 48 | TRANSFORMADOR MARCA:EFACEC PTS 48 PTS 48 |  | PTS 48 | Matola | Fomento |  | 32.474125 | -25.925580 | 500 | 33 | 0.4 | 3Ø | 2012 | EFACEC | K007645.01 | 1200 | 45 | 1073.3333 | 126.6667 | 126666.6667 |  | 40 | 60 | 60000 | 1140 | 2.222% | 25.3333 | 152 | 1048
10141103 | PMT | TRANSFORMADOR | PTS 52 | TRANSFORMADOR MARCA:POWERTECH PTS 52 PTS 52 |  | PTS 52 | Matola | Matola G |  | 32.473772 | -25.945547 | 315 | 33 | 0.4 | 3Ø | 2012 | POWERTECH | 20718505/02 | 1039 | 45 | 929.3278 | 109.6722 | 109672.2222 |  | 40 | 51.95 | 51950 | 987.05 | 2.222% | 21.9344 | 131.6067 | 907.3933
10141103 | PMT | TRANSFORMADOR | PTS 54 | TRANSFORMADOR MARCA:ITB PTS 54 PTS 54 |  | PTS 54 | Matola | Matola G |  | 32.461084 | -25.934812 | 315 | 33 | 0.4 | 3Ø | 2012 | ITB | 232644 | 1039 | 45 | 929.3278 | 109.6722 | 109672.2222 |  | 40 | 51.95 | 51950 | 987.05 | 2.222% | 21.9344 | 131.6067 | 907.3933
10141103 | PMT | TRANSFORMADOR | PTS (Chinonanquila) | TRANSFORMADOR MARCA:TUSCO TRAFO PTS (Chinonanquila) PTS (Chinonanquila) |  | PTS (Chinonanquila) | Matola Rio | Chinonanquila |  | 32.415031 | -25.981936 | 160 | 33 | 0.4 | 3Ø | 2012 | TUSCO TRAFO | 541793 | 991 | 45 | 886.3944 | 104.6056 | 104605.5556 |  | 40 | 49.55 | 49550 | 941.45 | 2.222% | 20.9211 | 125.5267 | 865.4733
10141103 | PMT | TRANSFORMADOR | PTS 1138 | TRANSFORMADOR MARCA:EFACEC PTS 1138 PTS 1138 |  | PTS 1138 | Matola Rio | Djonasse |  | 32.379010 | -25.941278 | 160 | 33 | 0.4 | 3Ø | 2012 | EFACEC | K008252.04 | 991 | 45 | 886.3944 | 104.6056 | 104605.5556 |  | 40 | 49.55 | 49550 | 941.45 | 2.222% | 20.9211 | 125.5267 | 865.4733
10141103 | PMT | TRANSFORMADOR | PTS 1147 | TRANSFORMADOR MARCA:EFACEC PTS 1147 PTS 1147 |  | PTS 1147 | Boane | Boane |  | 32.337986 | -25.042571 | 200 | 33 | 0.4 | 3Ø | 2012 | EFACEC | K008284 | 991 | 45 | 886.3944 | 104.6056 | 104605.5556 |  | 40 | 49.55 | 49550 | 941.45 | 2.222% | 20.9211 | 125.5267 | 865.4733
10141103 | PMT | TRANSFORMADOR | PTS 768 | TRANSFORMADOR MARCA:TUSCO TRAFO PTS 768 PTS 768 |  | PTS 768 | Boane | Changalane |  | 32.244011 | -25.440053 | 100 | 33 | 0.4 | 3Ø | 2012 | TUSCO TRAFO | 541732 | 763 | 45 | 682.4611 | 80.5389 | 80538.8889 |  | 40 | 38.15 | 38150 | 724.85 | 2.222% | 16.1078 | 96.6467 | 666.3533
10141103 | PMT | TRANSFORMADOR | PT 369R | TRANSFORMADOR MARCA:Efacec PT 369R | Kamubucuane |  | Maputo |  |  | 32,6247546 | -25,8540424 | 315 | 33 | 0,4 | 3Φ | 2012 | Efacec | F000744,09 | 1039 | 45 | 929.3278 | 109.6722 | 109672.2222 |  | 40 | 51.95 | 51950 | 987.05 | 2.222% | 21.9344 | 131.6067 | 907.3933
10141103 | PMT | TRANSFORMADOR | PT 155R | TRANSFORMADOR MARCA:Astor PT 155R | Kamubucuane |  | Maputo |  |  | 32,6264419 | -25,8499553 | 500 | 33 | 0,4 | 3Φ | 2012 | Astor | 17-13103 | 1200 | 45 | 1073.3333 | 126.6667 | 126666.6667 |  | 40 | 60 | 60000 | 1140 | 2.222% | 25.3333 | 152 | 1048
10141103 | PMT | TRANSFORMADOR | PT 220 | TRANSFORMADOR MARCA:Powertech PT 220 | Mahotas |  | Maputo |  |  | 32,6144043 | -25,9249369 | 630 | 11 | 0,4 | 3Φ | 2012 | Powertech | 20751001/03 | 1016 | 45 | 908.7556 | 107.2444 | 107244.4444 |  | 40 | 50.8 | 50800 | 965.2 | 2.222% | 21.4489 | 128.6933 | 887.3067
10141103 | PMT | TRANSFORMADOR | PT 190R | TRANSFORMADOR MARCA:Efacec PT 190R | Guava |  | Maputo |  |  | 32,6451905 | -25,8087771 | 315 | 33 | 0.4 | 3Φ | 2012 | Efacec | K-008284.05 | 1039 | 45 | 929.3278 | 109.6722 | 109672.2222 |  | 40 | 51.95 | 51950 | 987.05 | 2.222% | 21.9344 | 131.6067 | 907.3933
10141103 | PMT | TRANSFORMADOR | PT 109RB | TRANSFORMADOR MARCA:i.t.b. PT 109RB | Guava |  | Maputo |  |  | 32,6176408 | -25,8315623 | 100 | 11 | 0.4 | 3Φ | 2012 | i.t.b. | 774593 | 445 | 45 | 398.0278 | 46.9722 | 46972.2222 |  | 40 | 22.25 | 22250 | 422.75 | 2.222% | 9.3944 | 56.3667 | 388.6333
10141103 | PMT | TRANSFORMADOR | PT 42R | TRANSFORMADOR MARCA:i.t.b. PT 42R | Guava |  | Maputo |  |  | 32,6191762 | -25,8575063 | 315 | 33 | 0.4 | 3Φ | 2012 | i.t.b. | 778792 | 1039 | 45 | 929.3278 | 109.6722 | 109672.2222 |  | 40 | 51.95 | 51950 | 987.05 | 2.222% | 21.9344 | 131.6067 | 907.3933
10141103 | PMT | TRANSFORMADOR | PT 37R | TRANSFORMADOR MARCA:i.t.b. PT 37R | Guava |  | Maputo |  |  | 32,6144863 | -25,8648383 | 315 | 33 | 0.4 | 3Φ | 2012 | i.t.b. | 778296 | 1039 | 45 | 929.3278 | 109.6722 | 109672.2222 |  | 40 | 51.95 | 51950 | 987.05 | 2.222% | 21.9344 | 131.6067 | 907.3933
10141103 | PMT | TRANSFORMADOR | PT 38R | TRANSFORMADOR MARCA:Freestate Transformers PT 38R | Guava |  | Maputo |  |  | 32,6106364 | -25,8635716 | 315 | 33 | 0.4 | 3Φ | 2012 | Freestate Transformers |  | 1039 | 45 | 929.3278 | 109.6722 | 109672.2222 |  | 40 | 51.95 | 51950 | 987.05 | 2.222% | 21.9344 | 131.6067 | 907.3933
10141103 | PMT | TRANSFORMADOR | PT 302R | TRANSFORMADOR MARCA:Efacec PT 302R | Guava |  | Maputo |  |  | 32,5995121 | -25,7930933 | 315 | 33 | 0,4 | 3Φ | 2012 | Efacec | K008204.03 | 1039 | 45 | 929.3278 | 109.6722 | 109672.2222 |  | 40 | 51.95 | 51950 | 987.05 | 2.222% | 21.9344 | 131.6067 | 907.3933
10141103 | PMT | TRANSFORMADOR | PT 240R | TRANSFORMADOR MARCA:Efacec PT 240R | Guava |  | Maputo |  |  | 32,5819462 | -25,7425992 | 500 | 33 | 0,4 | 3Φ | 2012 | Efacec | ? | 1200 | 45 | 1073.3333 | 126.6667 | 126666.6667 |  | 40 | 60 | 60000 | 1140 | 2.222% | 25.3333 | 152 | 1048
10141103 | PMT | TRANSFORMADOR | PT 241R | TRANSFORMADOR MARCA:Efacec PT 241R | Guava |  | Maputo |  |  | 32,5791894 | -25,7400853 | 315 | 33 | 0,4 | 3Φ | 2012 | Efacec | K-008824.04 | 1039 | 45 | 929.3278 | 109.6722 | 109672.2222 |  | 40 | 51.95 | 51950 | 987.05 | 2.222% | 21.9344 | 131.6067 | 907.3933
10141103 | PMT | TRANSFORMADOR | PT 202 | TRANSFORMADOR MARCA:Revive PT 202 | Infulene |  | Maputo |  |  | 32,5317065 | -25,8790128 | 250 | 33 | 0,4 | 3Φ | 2012 | Revive | RET88573 | 991 | 45 | 886.3944 | 104.6056 | 104605.5556 |  | 40 | 49.55 | 49550 | 941.45 | 2.222% | 20.9211 | 125.5267 | 865.4733
10141103 | PMT | TRANSFORMADOR | PT 510 | TRANSFORMADOR MARCA:Powertech PT 510 | Infulene |  | Maputo |  |  | 32,5236827 | -25,8783555 | 200 | 33 | 0,4 | 3Φ | 2012 | Powertech | 20724504/01 | 991 | 45 | 886.3944 | 104.6056 | 104605.5556 |  | 40 | 49.55 | 49550 | 941.45 | 2.222% | 20.9211 | 125.5267 | 865.4733
10141103 | PMT | TRANSFORMADOR | PT 441 | TRANSFORMADOR MARCA:Revive PT 441 | Infulene |  | Maputo |  |  | 32,5141067 | -25,8889956 | 250 | 33 | 0,4 | 3Φ | 2012 | Revive | RET88572 | 991 | 45 | 886.3944 | 104.6056 | 104605.5556 |  | 40 | 49.55 | 49550 | 941.45 | 2.222% | 20.9211 | 125.5267 | 865.4733
10141103 | PMT | TRANSFORMADOR | PT 197 | TRANSFORMADOR MARCA:i.t.b. PT 197 | Infulene |  | Maputo |  |  | 32,5248165 | -25,8842029 | 315 | 33 | 0,4 | 3Φ | 2012 | i.t.b. | 782635 | 1039 | 45 | 929.3278 | 109.6722 | 109672.2222 |  | 40 | 51.95 | 51950 | 987.05 | 2.222% | 21.9344 | 131.6067 | 907.3933
10141103 | PMT | TRANSFORMADOR | PT 514 | TRANSFORMADOR MARCA:i.t.b. PT 514 | Infulene |  | Maputo |  |  | 32,5114503 | -25,8669537 | 315 | 33 | 0,4 | 3Φ | 2012 | i.t.b. | 282646 | 1039 | 45 | 929.3278 | 109.6722 | 109672.2222 |  | 40 | 51.95 | 51950 | 987.05 | 2.222% | 21.9344 | 131.6067 | 907.3933
10141103 | PMT | TRANSFORMADOR | PT 206 | TRANSFORMADOR MARCA:Efacec PT 206 | Infulene |  | Maputo |  |  | 32,5320013 | -25,8578192 | 630 | 33 | 0,4 | 3Φ | 2012 | Efacec | K008253,01 | 1200 | 45 | 1073.3333 | 126.6667 | 126666.6667 |  | 40 | 60 | 60000 | 1140 | 2.222% | 25.3333 | 152 | 1048
10141103 | PMT | TRANSFORMADOR | PT 479 | TRANSFORMADOR MARCA:Efacec PT 479 | Zimpeto |  | Maputo |  |  | 32,5016354 | -25,8709191 | 315 | 33 | 0,4 | 3Φ | 2012 | Efacec | K007642.03 | 1039 | 45 | 929.3278 | 109.6722 | 109672.2222 |  | 40 | 51.95 | 51950 | 987.05 | 2.222% | 21.9344 | 131.6067 | 907.3933
10141103 | PMT | TRANSFORMADOR | PT 660 | TRANSFORMADOR MARCA:Efacec PT 660 | Manhica |  | Maputo |  |  | 32,8576779 | -25,2664768 | 100 | 33 | 0,4 | 3Φ | 2012 | Efacec | K008213.04 | 763 | 45 | 682.4611 | 80.5389 | 80538.8889 |  | 40 | 38.15 | 38150 | 724.85 | 2.222% | 16.1078 | 96.6467 | 666.3533
10141103 | PMT | TRANSFORMADOR | PT 627 | TRANSFORMADOR MARCA:Distribution Transformers PT 627 | Manhica |  | Maputo |  |  | 32,8653652 | -25,2731024 | 160 | 33 | 0,4 | 3Φ | 2012 | Distribution Transformers | 103341603 | 991 | 45 | 886.3944 | 104.6056 | 104605.5556 |  | 40 | 49.55 | 49550 | 941.45 | 2.222% | 20.9211 | 125.5267 | 865.4733
10141103 | PMT | TRANSFORMADOR | PT 625 | TRANSFORMADOR MARCA:Powertech PT 625 | Manhica |  | Maputo |  |  | 32,8605183 | -25,2474348 | 100 | 33 | 0,4 | 3Φ | 2012 | Powertech | 10749403/03 | 763 | 45 | 682.4611 | 80.5389 | 80538.8889 |  | 40 | 38.15 | 38150 | 724.85 | 2.222% | 16.1078 | 96.6467 | 666.3533
10141103 | PMT | TRANSFORMADOR | PT 145 | TRANSFORMADOR MARCA:Powertech PT 145 | Mashava |  | Maputo |  |  | 32,4979618 | -25,9253570 | 315 | 33 | 0,4 | 3Φ | 2012 | Powertech | 20718504/01 | 1039 | 45 | 929.3278 | 109.6722 | 109672.2222 |  | 40 | 51.95 | 51950 | 987.05 | 2.222% | 21.9344 | 131.6067 | 907.3933
10141103 | PMT | TRANSFORMADOR | PT 143 | TRANSFORMADOR MARCA:Efacec PT 143 | Mashava |  | Maputo |  |  | 32,5008348 | -25,9284515 | 315 | 33 | 0,4 | 3Φ | 2012 | Efacec | K008284.08 | 1039 | 45 | 929.3278 | 109.6722 | 109672.2222 |  | 40 | 51.95 | 51950 | 987.05 | 2.222% | 21.9344 | 131.6067 | 907.3933
10141103 | PMT | TRANSFORMADOR | PT 148 | TRANSFORMADOR MARCA:i.t.b. PT 148 | Mashava |  | Maputo |  |  | 32,5002018 | -25,9138252 | 250 | 33 | 0,4 | 3Φ | 2012 | i.t.b. | 774618 | 991 | 45 | 886.3944 | 104.6056 | 104605.5556 |  | 40 | 49.55 | 49550 | 941.45 | 2.222% | 20.9211 | 125.5267 | 865.4733
10141103 | PMT | TRANSFORMADOR | PT 120 | TRANSFORMADOR MARCA:i.t.b. PT 120 | Mashava |  | Maputo |  |  | 32,4952082 | -25,8959365 | 315 | 33 | 0,4 | 3Φ | 2012 | i.t.b. | 792549 | 1039 | 45 | 929.3278 | 109.6722 | 109672.2222 |  | 40 | 51.95 | 51950 | 987.05 | 2.222% | 21.9344 | 131.6067 | 907.3933
10141103 | PMT | TRANSFORMADOR | PT 168 | TRANSFORMADOR MARCA:Efacec PT 168 | Mashava |  | Maputo |  |  | 32,5004778 | -25,8925512 | 315 | 33 | 0,4 | 3Φ | 2012 | Efacec | K008283.01 | 1039 | 45 | 929.3278 | 109.6722 | 109672.2222 |  | 40 | 51.95 | 51950 | 987.05 | 2.222% | 21.9344 | 131.6067 | 907.3933
10141103 | PMT | TRANSFORMADOR | PT 347 | TRANSFORMADOR MARCA:Alstom PT 347 | Mashava |  | Maputo |  |  | 32,4364159 | -25,8883682 | 160 | 33 | 0,4 | 3Φ | 2012 | Alstom |  | 991 | 45 | 886.3944 | 104.6056 | 104605.5556 |  | 40 | 49.55 | 49550 | 941.45 | 2.222% | 20.9211 | 125.5267 | 865.4733
10141103 | PMT | TRANSFORMADOR | PTS 541 | TRANSFORMADOR MARCA:i.t.b. PTS 541 | Mashava |  | Maputo |  |  | 32,5028831 | -25,8524475 | 160 | 33 | 0,4 | 3Φ | 2012 | i.t.b. | 782591 | 991 | 45 | 886.3944 | 104.6056 | 104605.5556 |  | 40 | 49.55 | 49550 | 941.45 | 2.222% | 20.9211 | 125.5267 | 865.4733
10141103 | PMT | TRANSFORMADOR | PT 470 | TRANSFORMADOR MARCA:Efacec PT 470 | Mashava |  | Maputo |  |  | 32,4974861 | -25,8431997 | 315 | 33 | 0,4 | 3Φ | 2012 | Efacec | K008283.02 | 1039 | 45 | 929.3278 | 109.6722 | 109672.2222 |  | 40 | 51.95 | 51950 | 987.05 | 2.222% | 21.9344 | 131.6067 | 907.3933
10141103 | PMT | TRANSFORMADOR | PTS 537 | TRANSFORMADOR MARCA:Efacec PTS 537 | Mashava |  | Maputo |  |  | 32,4930834 | -25,8234986 | 250 | 33 | 0,4 | 3Φ | 2012 | Efacec | F001078.01 | 991 | 45 | 886.3944 | 104.6056 | 104605.5556 |  | 40 | 49.55 | 49550 | 941.45 | 2.222% | 20.9211 | 125.5267 | 865.4733
10141103 | PMT | TRANSFORMADOR | PT 532 | TRANSFORMADOR MARCA:Efacec PT 532 | Mashava |  | Maputo |  |  | 32,4842048 | -25,8221055 | 160 | 33 | 0,4 | 3Φ | 2012 | Efacec | K008282.04 | 991 | 45 | 886.3944 | 104.6056 | 104605.5556 |  | 40 | 49.55 | 49550 | 941.45 | 2.222% | 20.9211 | 125.5267 | 865.4733
10141103 | PMT | TRANSFORMADOR | PTS 133 | TRANSFORMADOR MARCA:Transformadores de Mozambique PTS 133 | Mashava |  | Maputo |  |  | 32,4861325 | -25,8185409 | 160 | 33 | 0,4 | 3Φ | 2012 | Transformadores de Mozambique |  | 991 | 45 | 886.3944 | 104.6056 | 104605.5556 |  | 40 | 49.55 | 49550 | 941.45 | 2.222% | 20.9211 | 125.5267 | 865.4733
10141103 | PMT | TRANSFORMADOR | PT 317 | TRANSFORMADOR MARCA:Efacec PT 317 | Mashava |  | Maputo |  |  | 32,4598814 | -25,8456607 | 100 | 33 | 0,4 | 3Φ | 2012 | Efacec | K008213.01 | 763 | 45 | 682.4611 | 80.5389 | 80538.8889 |  | 40 | 38.15 | 38150 | 724.85 | 2.222% | 16.1078 | 96.6467 | 666.3533
10141103 | PMT | TRANSFORMADOR | PT 300 | TRANSFORMADOR MARCA:Efacec PT 300 | Katembe |  | Maputo |  |  | 32,5624697 | -26,0150306 | 200 | 33 | 0,4 | 3Φ | 2012 | Efacec | K008404.02 | 991 | 45 | 886.3944 | 104.6056 | 104605.5556 |  | 40 | 49.55 | 49550 | 941.45 | 2.222% | 20.9211 | 125.5267 | 865.4733
10141103 | PMT | TRANSFORMADOR | PT 140R | TRANSFORMADOR MARCA:i.t.b. PT 140R | Katembe |  | Maputo |  |  | 32,5338049 | -25,9949051 | 315 | 33 | 0,4 | 3Φ | 2012 | i.t.b. | 778790 | 1039 | 45 | 929.3278 | 109.6722 | 109672.2222 |  | 40 | 51.95 | 51950 | 987.05 | 2.222% | 21.9344 | 131.6067 | 907.3933
10141103 | PMT | TRANSFORMADOR | PT 305R | TRANSFORMADOR MARCA:Efacec PT 305R | Katembe |  | Maputo |  |  | 32,5437843 | -26,0275577 | 200 | 33 | 0,4 | 3Φ | 2012 | Efacec | K008404.04 | 991 | 45 | 886.3944 | 104.6056 | 104605.5556 |  | 40 | 49.55 | 49550 | 941.45 | 2.222% | 20.9211 | 125.5267 | 865.4733
10141103 | PMT | TRANSFORMADOR | PTS 743 | TRANSFORMADOR MARCA:Efacec PTS 743 | Bela Vista |  | Maputo |  |  | 32,5742342 | -26,4907923 | 50 | 33 | 0,4 | 3Φ | 2012 | Efacec | K008172,01 | 643 | 45 | 575.1278 | 67.8722 | 67872.2222 |  | 40 | 32.15 | 32150 | 610.85 | 2.222% | 13.5744 | 81.4467 | 561.5533
10141103 | PMT | TRANSFORMADOR | PT 44 RE | TRANSFORMADOR MARCA:i.t.b. PT 44 RE | Maxixe |  | Inhambane |  |  | 32,3434345 | -23,8611205 | 250 | 33 | 0,4 | 3Φ | 2012 | i.t.b. | 778785 | 991 | 45 | 886.3944 | 104.6056 | 104605.5556 |  | 40 | 49.55 | 49550 | 941.45 | 2.222% | 20.9211 | 125.5267 | 865.4733
10141103 | PMT | TRANSFORMADOR | PT 66 RE | TRANSFORMADOR MARCA:Tusco Trafo PT 66 RE | Maxixe |  | Inhambane |  |  | 32,2988447 | -23,8241384 | 160 | 33 | 0,4 | 3Φ | 2012 | Tusco Trafo | 541742 | 991 | 45 | 886.3944 | 104.6056 | 104605.5556 |  | 40 | 49.55 | 49550 | 941.45 | 2.222% | 20.9211 | 125.5267 | 865.4733
10141103 | PMT | TRANSFORMADOR | PT 28 RE | TRANSFORMADOR MARCA:Powertech PT 28 RE | Maxixe |  | Inhambane |  |  | 35,3207549 | -23,8859192 | 200 | 33 | 0,4 | 3Φ | 2012 | Powertech | 20734501/01 | 991 | 45 | 886.3944 | 104.6056 | 104605.5556 |  | 40 | 49.55 | 49550 | 941.45 | 2.222% | 20.9211 | 125.5267 | 865.4733
10141103 | PMT | TRANSFORMADOR | PT 26 RE | TRANSFORMADOR MARCA:Tusco Trafo PT 26 RE | Maxixe |  | Inhambane |  |  | 35,3119882 | -23,9015974 | 100 | 33 | 0,4 | 3Φ | 2012 | Tusco Trafo | 541736 | 763 | 45 | 682.4611 | 80.5389 | 80538.8889 |  | 40 | 38.15 | 38150 | 724.85 | 2.222% | 16.1078 | 96.6467 | 666.3533
10141103 | PMT | TRANSFORMADOR | PT 16 RE | TRANSFORMADOR MARCA:Efacec PT 16 RE | Maxixe |  | Inhambane |  |  | 35,2774444 | -24,0348245 | 200 | 33 | 0,4 | 3Φ | 2012 | Efacec | K008300.08 | 991 | 45 | 886.3944 | 104.6056 | 104605.5556 |  | 40 | 49.55 | 49550 | 941.45 | 2.222% | 20.9211 | 125.5267 | 865.4733
10141103 | PMT | TRANSFORMADOR | PT 8 | TRANSFORMADOR MARCA:i.t.b. PT 8 | Morrumbene |  | Inhambane |  |  | 35,3412286 | -23,6543833 | 160 | 33 | 0,4 | 3Φ | 2012 | i.t.b. | 782582 | 991 | 45 | 886.3944 | 104.6056 | 104605.5556 |  | 40 | 49.55 | 49550 | 941.45 | 2.222% | 20.9211 | 125.5267 | 865.4733
10141103 | PMT | TRANSFORMADOR | PT 27 | TRANSFORMADOR MARCA:Tusco Trafo PT 27 | Morrumbene |  | Inhambane |  |  | 35,3070465 | -23,7200444 | 160 | 33 | 0,4 | 3Φ | 2012 | Tusco Trafo | 541744 | 991 | 45 | 886.3944 | 104.6056 | 104605.5556 |  | 40 | 49.55 | 49550 | 941.45 | 2.222% | 20.9211 | 125.5267 | 865.4733
10141103 | PMT | TRANSFORMADOR | PT 49 RE | TRANSFORMADOR MARCA:Powertech PT 49 RE | Masinga |  | Inhambane |  |  | 35,3773269 | -23,3791184 | 100 | 33 | 0.4 | 3Φ | 2012 | Powertech | 10751703/01 | 763 | 45 | 682.4611 | 80.5389 | 80538.8889 |  | 40 | 38.15 | 38150 | 724.85 | 2.222% | 16.1078 | 96.6467 | 666.3533
10141103 | PMT | TRANSFORMADOR | PT 16 RE | TRANSFORMADOR MARCA:Tusco Trafo PT 16 RE | Masinga |  | Inhambane |  |  | 35,3787639 | -23,3141819 | 50 | 33 | 0.4 | 3Φ | 2012 | Tusco Trafo | 541715 | 643 | 45 | 575.1278 | 67.8722 | 67872.2222 |  | 40 | 32.15 | 32150 | 610.85 | 2.222% | 13.5744 | 81.4467 | 561.5533
10141103 | PMT | TRANSFORMADOR | PT 19 RE | TRANSFORMADOR MARCA:Tusco Trafo PT 19 RE | Masinga |  | Inhambane |  |  | 35,3619372 | -23,3211934 | 160 | 33 | 0.4 | 3Φ | 2012 | Tusco Trafo | 541754 | 991 | 45 | 886.3944 | 104.6056 | 104605.5556 |  | 40 | 49.55 | 49550 | 941.45 | 2.222% | 20.9211 | 125.5267 | 865.4733
10141103 | PMT | TRANSFORMADOR | PT 31 RE | TRANSFORMADOR MARCA:Tusco Trafo PT 31 RE | Masinga |  | Inhambane |  |  | 35,2752652 | -23,2794831 | 160 | 33 | 0.4 | 3Φ | 2012 | Tusco Trafo | 541795 | 991 | 45 | 886.3944 | 104.6056 | 104605.5556 |  | 40 | 49.55 | 49550 | 941.45 | 2.222% | 20.9211 | 125.5267 | 865.4733
10141103 | PMT | TRANSFORMADOR | PT 28 RE | TRANSFORMADOR MARCA: PT 28 RE | Masinga |  | Inhambane |  |  | 35º22'11.40" | 23º19'58.49" | 32 | 33 | 0.4 | 3Φ | 2012 |  |  | 643 | 45 | 575.1278 | 67.8722 | 67872.2222 |  | 40 | 32.15 | 32150 | 610.85 | 2.222% | 13.5744 | 81.4467 | 561.5533
10141103 | PMT | TRANSFORMADOR | PT 44 RE | TRANSFORMADOR MARCA: PT 44 RE | Masinga |  | Inhambane |  |  | 35º22'25.67" | 23º19'68.87" | 160 | 33 | 0.4 | 3Φ | 2012 |  |  | 991 | 45 | 886.3944 | 104.6056 | 104605.5556 |  | 40 | 49.55 | 49550 | 941.45 | 2.222% | 20.9211 | 125.5267 | 865.4733
10141103 | PMT | TRANSFORMADOR | PT 41 RE | TRANSFORMADOR MARCA: PT 41 RE | Masinga |  | Inhambane |  |  | 35º22'43.59" | 23º19'45.55" | 32 | 33 | 0.4 | 3Φ | 2012 |  |  | 643 | 45 | 575.1278 | 67.8722 | 67872.2222 |  | 40 | 32.15 | 32150 | 610.85 | 2.222% | 13.5744 | 81.4467 | 561.5533
10141103 | PMT | TRANSFORMADOR | PT 50 RE | TRANSFORMADOR MARCA: PT 50 RE | Masinga |  | Inhambane |  |  | 35º22'55.08" | 23º19'56.47" | 100 | 33 | 0.4 | 3Φ | 2012 |  |  | 763 | 45 | 682.4611 | 80.5389 | 80538.8889 |  | 40 | 38.15 | 38150 | 724.85 | 2.222% | 16.1078 | 96.6467 | 666.3533
10141103 | PMT | TRANSFORMADOR | PT 01 RE | TRANSFORMADOR MARCA: PT 01 RE | Funhalouro |  | Inhambane |  |  | 34º23'05.60" | 23º05'31.90" | 160 | 33 | 0.4 | 3Φ | 2012 |  |  | 991 | 45 | 886.3944 | 104.6056 | 104605.5556 |  | 40 | 49.55 | 49550 | 941.45 | 2.222% | 20.9211 | 125.5267 | 865.4733
10141103 | PMT | TRANSFORMADOR | PT 02 RE | TRANSFORMADOR MARCA: PT 02 RE | Funhalouro |  | Inhambane |  |  | 34º22'51.30" | 23º05'08.80" | 100 | 33 | 0.4 | 3Φ | 2012 |  |  | 763 | 45 | 682.4611 | 80.5389 | 80538.8889 |  | 40 | 38.15 | 38150 | 724.85 | 2.222% | 16.1078 | 96.6467 | 666.3533
10141103 | PMT | TRANSFORMADOR | PT 04 RE | TRANSFORMADOR MARCA: PT 04 RE | Funhalouro |  | Inhambane |  |  | 34º36'45.40" | 23º07'19.20" | 32 | 33 | 0.4 | 3Φ | 2012 |  |  | 643 | 45 | 575.1278 | 67.8722 | 67872.2222 |  | 40 | 32.15 | 32150 | 610.85 | 2.222% | 13.5744 | 81.4467 | 561.5533
10141103 | PMT | TRANSFORMADOR | PT 30 RG | TRANSFORMADOR MARCA:Powertech PT 30 RG | Vilankulo |  | Inhambane |  |  | 35,2769979 | -21,9936938 | 100 | 33 | 0.4 | 3Φ | 2012 | Powertech | 10751703/02 | 763 | 45 | 682.4611 | 80.5389 | 80538.8889 |  | 40 | 38.15 | 38150 | 724.85 | 2.222% | 16.1078 | 96.6467 | 666.3533
10141103 | PMT | TRANSFORMADOR | PT ? RG | TRANSFORMADOR MARCA:Transformer Switchgear Services PT ? RG | Vilankulo |  | Inhambane |  |  | 35,3121225 | -22,0284137 | 50 | 11 | 0.4 | 3Φ | 2012 | Transformer Switchgear Services | T16034 | 381 | 45 | 340.7833 | 40.2167 | 40216.6667 |  | 40 | 19.05 | 19050 | 361.95 | 2.222% | 8.0433 | 48.26 | 332.74
10141103 | PMT | TRANSFORMADOR | PT 58 RG | TRANSFORMADOR MARCA:REVIVE PT 58 RG | Vilankulo |  | Inhambane |  |  | 35,2869606 | -21,9933238 | 50 | 33 | 0.415 | 3Φ | 2012 | REVIVE | RET 89095 | 643 | 45 | 575.1278 | 67.8722 | 67872.2222 |  | 40 | 32.15 | 32150 | 610.85 | 2.222% | 13.5744 | 81.4467 | 561.5533
10141103 | PMT | TRANSFORMADOR | PTS 13 | TRANSFORMADOR MARCA:Tusco Trafo Co. PTS 13 |  |  | Zavala |  |  | 34,73528 | -24,71964 | 160 | 33 | 0.4 | 3Φ | 2012 | Tusco Trafo Co. | 541761 | 991 | 45 | 886.3944 | 104.6056 | 104605.5556 |  | 40 | 49.55 | 49550 | 941.45 | 2.222% | 20.9211 | 125.5267 | 865.4733
10141103 | PMT | TRANSFORMADOR | PTS 04 | TRANSFORMADOR MARCA:Tusco Trafo Co. PTS 04 |  |  | Zavala |  |  | 34,74893 | -24,71417 | 160 | 33 | 0.4 | 3Φ | 2012 | Tusco Trafo Co. | 541751 | 991 | 45 | 886.3944 | 104.6056 | 104605.5556 |  | 40 | 49.55 | 49550 | 941.45 | 2.222% | 20.9211 | 125.5267 | 865.4733
10141103 | PMT | TRANSFORMADOR | PTS 18 | TRANSFORMADOR MARCA:Tusco Trafo Co. PTS 18 |  |  | Zavala |  |  | 34,76387 | -24,72713 | 160 | 33 | 0.4 | 3Φ | 2012 | Tusco Trafo Co. | 541749 | 991 | 45 | 886.3944 | 104.6056 | 104605.5556 |  | 40 | 49.55 | 49550 | 941.45 | 2.222% | 20.9211 | 125.5267 | 865.4733
10141103 | PMT | TRANSFORMADOR | PTS 22 | TRANSFORMADOR MARCA:Tusco Trafo Co. PTS 22 |  |  | Zavala |  |  | 34,44171 | -24,72361 | 160 | 33 | 0.4 | 3Φ | 2012 | Tusco Trafo Co. | 541747 | 991 | 45 | 886.3944 | 104.6056 | 104605.5556 |  | 40 | 49.55 | 49550 | 941.45 | 2.222% | 20.9211 | 125.5267 | 865.4733
10141103 | PMT | TRANSFORMADOR | PTS 19 | TRANSFORMADOR MARCA:Tusco Trafo Co. PTS 19 |  |  | Zavala |  |  | 34,31434 | -24,78732 | 100 | 33 | 0.4 | 3Φ | 2012 | Tusco Trafo Co. | 541733 | 763 | 45 | 682.4611 | 80.5389 | 80538.8889 |  | 40 | 38.15 | 38150 | 724.85 | 2.222% | 16.1078 | 96.6467 | 666.3533
10141103 | PMT | TRANSFORMADOR | PTS 21 | TRANSFORMADOR MARCA:Tusco Trafo Co. PTS 21 |  |  | Zavala |  |  | 34,33590 | -24,76911 | 50 | 33 | 0.4 | 3Φ | 2012 | Tusco Trafo Co. | 541718 | 643 | 45 | 575.1278 | 67.8722 | 67872.2222 |  | 40 | 32.15 | 32150 | 610.85 | 2.222% | 13.5744 | 81.4467 | 561.5533
10141103 | PMT | TRANSFORMADOR | PTS 24 | TRANSFORMADOR MARCA:Tusco Trafo Co. PTS 24 |  |  | PANDA |  |  | 34,85163 | -24,24047 | 50 | 33 | 0.4 | 3Φ | 2012 | Tusco Trafo Co. | 541727 | 643 | 45 | 575.1278 | 67.8722 | 67872.2222 |  | 40 | 32.15 | 32150 | 610.85 | 2.222% | 13.5744 | 81.4467 | 561.5533
10141103 | PMT | TRANSFORMADOR | PTS 22 | TRANSFORMADOR MARCA:Tusco Trafo Co. PTS 22 |  |  | PANDA |  |  | 34,84345 | -24,23858 | 160 | 33 | 0.4 | 3Φ | 2012 | Tusco Trafo Co. | 541752 | 991 | 45 | 886.3944 | 104.6056 | 104605.5556 |  | 40 | 49.55 | 49550 | 941.45 | 2.222% | 20.9211 | 125.5267 | 865.4733
10141103 | PMT | TRANSFORMADOR | PTS 38 | TRANSFORMADOR MARCA:Tusco Trafo Co. PTS 38 |  |  | PANDA |  |  | 34,72647 | -24,06333 | 160 | 33 | 0.4 | 3Φ | 2012 | Tusco Trafo Co. | 541757 | 991 | 45 | 886.3944 | 104.6056 | 104605.5556 |  | 40 | 49.55 | 49550 | 941.45 | 2.222% | 20.9211 | 125.5267 | 865.4733
10141103 | PMT | TRANSFORMADOR | PTS 44 | TRANSFORMADOR MARCA:Tusco Trafo Co. PTS 44 |  |  | PANDA |  |  | 34,71327 | -24,05170 | 50 | 33 | 0.4 | 3Φ | 2012 | Tusco Trafo Co. | 541714 | 643 | 45 | 575.1278 | 67.8722 | 67872.2222 |  | 40 | 32.15 | 32150 | 610.85 | 2.222% | 13.5744 | 81.4467 | 561.5533
10141103 | PMT | TRANSFORMADOR | PTS 40 | TRANSFORMADOR MARCA:Tusco Trafo Co. PTS 40 |  |  | PANDA |  |  | 34,72737 | -24,06048 | 160 | 33 | 0.4 | 3Φ | 2012 | Tusco Trafo Co. | 541760 | 991 | 45 | 886.3944 | 104.6056 | 104605.5556 |  | 40 | 49.55 | 49550 | 941.45 | 2.222% | 20.9211 | 125.5267 | 865.4733
10141103 | PMT | TRANSFORMADOR | PTS 42 | TRANSFORMADOR MARCA:Tusco Trafo Co. PTS 42 |  |  | PANDA |  |  | 34,73612 | -24,05900 | 160 | 33 | 0.4 | 3Φ | 2012 | Tusco Trafo Co. | 541756 | 991 | 45 | 886.3944 | 104.6056 | 104605.5556 |  | 40 | 49.55 | 49550 | 941.45 | 2.222% | 20.9211 | 125.5267 | 865.4733
10141103 | PMT | TRANSFORMADOR | PTS 43 | TRANSFORMADOR MARCA:Tusco Trafo Co. PTS 43 |  |  | PANDA |  |  | 34,73110 | -24,04632 | 160 | 33 | 0.4 | 3Φ | 2012 | Tusco Trafo Co. | 541741 | 991 | 45 | 886.3944 | 104.6056 | 104605.5556 |  | 40 | 49.55 | 49550 | 941.45 | 2.222% | 20.9211 | 125.5267 | 865.4733
10141103 | PMT | TRANSFORMADOR | PT 578R | TRANSFORMADOR MARCA:Efacec PT 578R |  |  | Muhlaze |  |  | 32,5299544 | -25,7950184 | 160 | 33 | 0.4 | 3Φ | 2012 | Efacec | K007641.04 | 991 | 45 | 886.3944 | 104.6056 | 104605.5556 |  | 40 | 49.55 | 49550 | 941.45 | 2.222% | 20.9211 | 125.5267 | 865.4733
10141103 | PMT | TRANSFORMADOR | PT 852R | TRANSFORMADOR MARCA:Powertech PT 852R |  |  | Muhlaze |  |  | 32,533676 | -25,848303 | 315 | 33 | 0.4 | 3Φ | 2012 | Powertech | 20736303/02 | 1039 | 45 | 929.3278 | 109.6722 | 109672.2222 |  | 40 | 51.95 | 51950 | 987.05 | 2.222% | 21.9344 | 131.6067 | 907.3933
10141103 | PMT | TRANSFORMADOR | PT 522R | TRANSFORMADOR MARCA:Revive PT 522R |  |  | Muhlaze |  |  | 32,510136 | -25,848404 | 250 | 33 | 0.4 | 3Φ | 2012 | Revive | RET86574 | 991 | 45 | 886.3944 | 104.6056 | 104605.5556 |  | 40 | 49.55 | 49550 | 941.45 | 2.222% | 20.9211 | 125.5267 | 865.4733
10141103 | PMT | TRANSFORMADOR | PT 523R | TRANSFORMADOR MARCA:Revive PT 523R |  |  | Muhlaze |  |  | 32,504920 | -25,841830 | 250 | 33 | 0.4 | 3Φ | 2012 | Revive | RET 86575 | 991 | 45 | 886.3944 | 104.6056 | 104605.5556 |  | 40 | 49.55 | 49550 | 941.45 | 2.222% | 20.9211 | 125.5267 | 865.4733
10141103 | PMT | TRANSFORMADOR | PTS 389 | TRANSFORMADOR MARCA:Powertech PTS 389 |  |  | MATOLA |  |  | 32,476641 | -25,961028 | 315 | 33 | 0.44 | 3Φ | 2012 | Powertech | 20736303/01 | 1039 | 45 | 929.3278 | 109.6722 | 109672.2222 |  | 40 | 51.95 | 51950 | 987.05 | 2.222% | 21.9344 | 131.6067 | 907.3933
10141103 | PMT | TRANSFORMADOR | PTS 424 | TRANSFORMADOR MARCA:Efacec PTS 424 |  |  | MATOLA |  |  | 32,477147 | -25,961862 | 250 | 33 | 0.4 | 3Φ | 2012 | Efacec | K008405.01 | 991 | 45 | 886.3944 | 104.6056 | 104605.5556 |  | 40 | 49.55 | 49550 | 941.45 | 2.222% | 20.9211 | 125.5267 | 865.4733
10141103 | PMT | TRANSFORMADOR | PTS 257 | TRANSFORMADOR MARCA:Powertech PTS 257 |  |  | MATOLA |  |  | 32,50101 | -25,93904 | 500 | 33 | 0.4 | 3Φ | 2012 | Powertech | 20724602/02 | 1200 | 45 | 1073.3333 | 126.6667 | 126666.6667 |  | 40 | 60 | 60000 | 1140 | 2.222% | 25.3333 | 152 | 1048
10141103 | PMT | TRANSFORMADOR | PT 641 | TRANSFORMADOR MARCA:itb PT 641 |  |  | Manhica |  |  | 32,808960 | -25,3901205 | 250 | 33 | 0.4 | 3Φ | 2012 | itb | 782619 | 991 | 45 | 886.3944 | 104.6056 | 104605.5556 |  | 40 | 49.55 | 49550 | 941.45 | 2.222% | 20.9211 | 125.5267 | 865.4733
10141103 | PMT | TRANSFORMADOR | PT 218R | TRANSFORMADOR MARCA:Efacec PT 218R |  |  | Mageanino |  |  | 32,6046343 | -25,836217 | 315 | 33 | 0.4 | 3Φ | 2012 | Efacec | K008357.07 | 1039 | 45 | 929.3278 | 109.6722 | 109672.2222 |  | 40 | 51.95 | 51950 | 987.05 | 2.222% | 21.9344 | 131.6067 | 907.3933
10141103 | PMT | TRANSFORMADOR | PT? | TRANSFORMADOR MARCA:itb PT? |  |  | Mageanino |  |  | 32,61763980 | -25,8315924 | 100 | 33 | 0.4 | 3Φ | 2012 | itb | 774583 | 763 | 45 | 682.4611 | 80.5389 | 80538.8889 |  | 40 | 38.15 | 38150 | 724.85 | 2.222% | 16.1078 | 96.6467 | 666.3533
10141103 | PMT | TRANSFORMADOR | PT 328R | TRANSFORMADOR MARCA:Efacec PT 328R |  |  | Intaka |  |  | 32,576841 | -25,782043 | 500 | 33 | 0.4 | 3Φ | 2012 | Efacec | K007645.03 | 1200 | 45 | 1073.3333 | 126.6667 | 126666.6667 |  | 40 | 60 | 60000 | 1140 | 2.222% | 25.3333 | 152 | 1048
10141103 | PMT | TRANSFORMADOR | PT 327R | TRANSFORMADOR MARCA:Actom PT 327R |  |  | Intaka |  |  | 32,577289 | -25,783070 | 500 | 33 | 0.4 | 3Φ | 2012 | Actom | 54521/05/002 | 1200 | 45 | 1073.3333 | 126.6667 | 126666.6667 |  | 40 | 60 | 60000 | 1140 | 2.222% | 25.3333 | 152 | 1048
10141103 | PMT | TRANSFORMADOR | PTS 02 | TRANSFORMADOR MARCA:Tusco Trafo Co. PTS 02 |  |  | Inherrime |  |  | 35,02911 | -24,47343 | 250 | 33 | 0.4 | 3Φ | 2012 | Tusco Trafo Co. | 541762 | 991 | 45 | 886.3944 | 104.6056 | 104605.5556 |  | 40 | 49.55 | 49550 | 941.45 | 2.222% | 20.9211 | 125.5267 | 865.4733
10141103 | PMT | TRANSFORMADOR | PTS 10 | TRANSFORMADOR MARCA:Tusco Trafo Co. PTS 10 |  |  | Inherrime |  |  | 35,21254 | -24,33133 | 160 | 33 | 0.4 | 3Φ | 2012 | Tusco Trafo Co. | 541743 | 991 | 45 | 886.3944 | 104.6056 | 104605.5556 |  | 40 | 49.55 | 49550 | 941.45 | 2.222% | 20.9211 | 125.5267 | 865.4733
10141103 | PMT | TRANSFORMADOR | PTS 03 | TRANSFORMADOR MARCA:Tusco Trafo Co. PTS 03 |  |  | Inherrime |  |  | 35,01780 | -24,46838 | 250 | 33 | 0.4 | 3Φ | 2012 | Tusco Trafo Co. | 541763 | 991 | 45 | 886.3944 | 104.6056 | 104605.5556 |  | 40 | 49.55 | 49550 | 941.45 | 2.222% | 20.9211 | 125.5267 | 865.4733
10141103 | PMT | TRANSFORMADOR | PTS 23 | TRANSFORMADOR MARCA:Tusco Trafo Co. PTS 23 |  |  | Inherrime |  |  | 35,01188 | -24,47064 | 160 | 33 | 0.4 | 3Φ | 2012 | Tusco Trafo Co. | 541750 | 991 | 45 | 886.3944 | 104.6056 | 104605.5556 |  | 40 | 49.55 | 49550 | 941.45 | 2.222% | 20.9211 | 125.5267 | 865.4733
10141103 | PMT | TRANSFORMADOR | PTS 28 | TRANSFORMADOR MARCA:Tusco Trafo Co. PTS 28 |  |  | Inherrime |  |  | 34,98999 | -24,45441 | 50 | 33 | 0.4 | 3Φ | 2012 | Tusco Trafo Co. | 541724 | 643 | 45 | 575.1278 | 67.8722 | 67872.2222 |  | 40 | 32.15 | 32150 | 610.85 | 2.222% | 13.5744 | 81.4467 | 561.5533
10141103 | PMT | TRANSFORMADOR | PTS 27 | TRANSFORMADOR MARCA:Tusco Trafo Co. PTS 27 |  |  | Inherrime |  |  | 34,94728 | -24,44856 | 50 | 33 | 0.4 | 3Φ | 2012 | Tusco Trafo Co. | 541723 | 643 | 45 | 575.1278 | 67.8722 | 67872.2222 |  | 40 | 32.15 | 32150 | 610.85 | 2.222% | 13.5744 | 81.4467 | 561.5533
10141103 | PMT | TRANSFORMADOR | PTS 26 | TRANSFORMADOR MARCA:Tusco Trafo Co. PTS 26 |  |  | Inherrime |  |  | 34,91961 | -24,45581 | 50 | 33 | 0.4 | 3Φ | 2012 | Tusco Trafo Co. | 541725 | 643 | 45 | 575.1278 | 67.8722 | 67872.2222 |  | 40 | 32.15 | 32150 | 610.85 | 2.222% | 13.5744 | 81.4467 | 561.5533
10141103 | PMT | TRANSFORMADOR | PTS 25 | TRANSFORMADOR MARCA:Tusco Trafo Co. PTS 25 |  |  | Inherrime |  |  | 34,81361 | -24,44138 | 50 | 33 | 0.4 | 3Φ | 2012 | Tusco Trafo Co. | 541712 | 643 | 45 | 575.1278 | 67.8722 | 67872.2222 |  | 40 | 32.15 | 32150 | 610.85 | 2.222% | 13.5744 | 81.4467 | 561.5533
10141103 | PMT | TRANSFORMADOR | PTS 24 | TRANSFORMADOR MARCA:Tusco Trafo Co. PTS 24 |  |  | Inherrime |  |  | 34,77786 | -24,51383 | 50 | 33 | 0.4 | 3Φ | 2012 | Tusco Trafo Co. | 541728 | 643 | 45 | 575.1278 | 67.8722 | 67872.2222 |  | 40 | 32.15 | 32150 | 610.85 | 2.222% | 13.5744 | 81.4467 | 561.5533
10141103 | PMT | TRANSFORMADOR | PTS 22 | TRANSFORMADOR MARCA:Tusco Trafo Co. PTS 22 |  |  | Inherrime |  |  | 34,77354 | -24,53321 | 50 | 33 | 0.4 | 3Φ | 2012 | Tusco Trafo Co. | 541708 | 643 | 45 | 575.1278 | 67.8722 | 67872.2222 |  | 40 | 32.15 | 32150 | 610.85 | 2.222% | 13.5744 | 81.4467 | 561.5533
10141103 | PMT | TRANSFORMADOR | PTS 19 | TRANSFORMADOR MARCA:Tusco Trafo Co. PTS 19 |  |  | Inherrime |  |  | 34,91506 | -24,32327 | 50 | 33 | 0.4 | 3Φ | 2012 | Tusco Trafo Co. | 541713 | 643 | 45 | 575.1278 | 67.8722 | 67872.2222 |  | 40 | 32.15 | 32150 | 610.85 | 2.222% | 13.5744 | 81.4467 | 561.5533
10141103 | PMT | TRANSFORMADOR | PTS 20 | TRANSFORMADOR MARCA:Tusco Trafo Co. PTS 20 |  |  | Inherrime |  |  | 34,90317 | -24,30163 | 50 | 33 | 0.4 | 3Φ | 2012 | Tusco Trafo Co. | 541719 | 643 | 45 | 575.1278 | 67.8722 | 67872.2222 |  | 40 | 32.15 | 32150 | 610.85 | 2.222% | 13.5744 | 81.4467 | 561.5533
10141103 | PMT | TRANSFORMADOR | PTS 30 | TRANSFORMADOR MARCA:Tusco Trafo Co. PTS 30 |  |  | Inherrime |  |  | 35,19102 | -24,51235 | 160 | 33 | 0.4 | 3Φ | 2012 | Tusco Trafo Co. | 541748 | 991 | 45 | 886.3944 | 104.6056 | 104605.5556 |  | 40 | 49.55 | 49550 | 941.45 | 2.222% | 20.9211 | 125.5267 | 865.4733
10141103 | PMT | TRANSFORMADOR | PTS 32 | TRANSFORMADOR MARCA:Tusco Trafo Co. PTS 32 |  |  | Inherrime |  |  | 35,19929 | -24,51647 | 160 | 33 | 0.4 | 3Φ | 2012 | Tusco Trafo Co. | 541755 | 991 | 45 | 886.3944 | 104.6056 | 104605.5556 |  | 40 | 49.55 | 49550 | 941.45 | 2.222% | 20.9211 | 125.5267 | 865.4733
10141103 | PMT | TRANSFORMADOR | PTS 31 | TRANSFORMADOR MARCA:Tusco Trafo Co. PTS 31 |  |  | Inherrime |  |  | 35,19703 | -24,50953 | 160 | 33 | 0.4 | 3Φ | 2012 | Tusco Trafo Co. | 541758 | 991 | 45 | 886.3944 | 104.6056 | 104605.5556 |  | 40 | 49.55 | 49550 | 941.45 | 2.222% | 20.9211 | 125.5267 | 865.4733
10141103 | PMT | TRANSFORMADOR | PTS 06 | TRANSFORMADOR MARCA:Powertech PTS 06 |  |  | Homoine |  |  | 35,15725 | -23,88132 | 200 | 33 | 0.4 | 3Φ | 2012 | Powertech | 20731304/01 | 991 | 45 | 886.3944 | 104.6056 | 104605.5556 |  | 40 | 49.55 | 49550 | 941.45 | 2.222% | 20.9211 | 125.5267 | 865.4733
10141103 | PMT | TRANSFORMADOR | PTS 02 | TRANSFORMADOR MARCA:Tusco Trafo Co. PTS 02 |  |  | Homoine |  |  | 35,15482 | -23,88999 | 160 | 33 | 0.4 | 3Φ | 2012 | Tusco Trafo Co. | 541759 | 991 | 45 | 886.3944 | 104.6056 | 104605.5556 |  | 40 | 49.55 | 49550 | 941.45 | 2.222% | 20.9211 | 125.5267 | 865.4733
10141103 | PMT | TRANSFORMADOR | PTS 840 | TRANSFORMADOR MARCA:Powertech PTS 840 |  |  | CIDADE DA MATOLA |  |  | 32,454453 | -25,960879 | 315 | 33 | 0.4 | 3Φ | 2012 | Powertech | 20736301/02 | 1039 | 45 | 929.3278 | 109.6722 | 109672.2222 |  | 40 | 51.95 | 51950 | 987.05 | 2.222% | 21.9344 | 131.6067 | 907.3933
10141103 | PMT | TRANSFORMADOR | PTS 28 | TRANSFORMADOR MARCA:Powertech PTS 28 |  |  | CIDADE DA MATOLA |  |  | 32,446599 | -25,958850 | 315 | 33 | 0.4 | 3Φ | 2012 | Powertech | 20736302/02 | 1039 | 45 | 929.3278 | 109.6722 | 109672.2222 |  | 40 | 51.95 | 51950 | 987.05 | 2.222% | 21.9344 | 131.6067 | 907.3933
10141103 | PMT | TRANSFORMADOR | PTS 29 | TRANSFORMADOR MARCA:Efacec PTS 29 |  |  | CIDADE DA MATOLA |  |  | 32,441672 | -25,961634 | 315 | 33 | 0.4 | 3Φ | 2012 | Efacec |  | 1039 | 45 | 929.3278 | 109.6722 | 109672.2222 |  | 40 | 51.95 | 51950 | 987.05 | 2.222% | 21.9344 | 131.6067 | 907.3933
10141103 | PMT | TRANSFORMADOR | AGXX/PTS0007 | TRANSFORMADOR MARCA:EFACEC AGXX/PTS0007 AGXX/PTS0007 | Aldeia 3 de Fevereiro | AGXX/PTS0007 | CHISSANO | Gaza |  | 24º 57.812 | 033º 30.222 | 200 | 33 | 0.4 | 3 | 2012 | EFACEC | K008300.02 | 991 | 45 | 886.3944 | 104.6056 | 104605.5556 |  | 40 | 49.55 | 49550 | 941.45 | 2.222% | 20.9211 | 125.5267 | 865.4733
10141103 | PMT | TRANSFORMADOR | AGXX/PTS0025 | TRANSFORMADOR MARCA:POWERTECH AGXX/PTS0025 AGXX/PTS0025 | Povoação de Chicumbane | AGXX/PTS0025 | ZONGOENE | Gaza |  | 24º 59.019 | 033º 33.035 | 315 | 33 | 0.4 | 3 | 2012 | POWERTECH | 20718504 | 1039 | 45 | 929.3278 | 109.6722 | 109672.2222 |  | 40 | 51.95 | 51950 | 987.05 | 2.222% | 21.9344 | 131.6067 | 907.3933
10141103 | PMT | TRANSFORMADOR | AGXX/PTS0042 | TRANSFORMADOR MARCA:ITB AGXX/PTS0042 AGXX/PTS0042 | Zongoene Lojas Centro do Bairro | AGXX/PTS0042 | ZONGOENE | Gaza |  | 25º 10.066 | 033º 28.924 | 160 | 33 | 0.4 | 3 | 2012 | ITB | NO SERIAL | 991 | 45 | 886.3944 | 104.6056 | 104605.5556 |  | 40 | 49.55 | 49550 | 941.45 | 2.222% | 20.9211 | 125.5267 | 865.4733
10141103 | PMT | TRANSFORMADOR | AGXX/PTS0078 | TRANSFORMADOR MARCA:ABB AGXX/PTS0078 AGXX/PTS0078 | Patrice Lumumba Mapilelene | AGXX/PTS0078 | Gaza | Gaza |  | 25º 04.971 | 033º 41.003 | 200 | 11 | 0.4 | 3 | 2012 | ABB | NO SERIAL | 572 | 45 | 511.6222 | 60.3778 | 60377.7778 |  | 40 | 28.6 | 28600 | 543.4 | 2.222% | 12.0756 | 72.4533 | 499.5467
10141103 | PMT | TRANSFORMADOR | AGXX/PTS0110 | TRANSFORMADOR MARCA:POWERTECH AGXX/PTS0110 AGXX/PTS0110 | Cruz Vermelha | AGXX/PTS0110 | Gaza | Gaza |  | 25º 03.307 | 033º 42.192 | 250 | 11 | 0.4 | 3 | 2012 | POWERTECH | 20738801/01 | 840 | 45 | 751.3333 | 88.6667 | 88666.6667 |  | 40 | 42 | 42000 | 798 | 2.222% | 17.7333 | 106.4 | 733.6
10141103 | PMT | TRANSFORMADOR | AGXX/PTS0112 | TRANSFORMADOR MARCA:EFACEC AGXX/PTS0112 AGXX/PTS0112 | M. Nguaby Unid 7 Inst. Linguas | AGXX/PTS0112 | Gaza | Gaza |  | 25º 03.684 | 033º 42.446 | 315 | 11 | 0.4 | 3 | 2012 | EFACEC | F001010.02 | 840 | 45 | 751.3333 | 88.6667 | 88666.6667 |  | 40 | 42 | 42000 | 798 | 2.222% | 17.7333 | 106.4 | 733.6
10141103 | PMT | TRANSFORMADOR | AGXX/PTS0120 | TRANSFORMADOR MARCA:ITB AGXX/PTS0120 AGXX/PTS0120 | Ndambine 2000 Pareque | AGXX/PTS0120 | Gaza | Gaza |  | 25º 03.197 | 033º 43.112 | 250 | 33 | 0.4 | 3 | 2012 | ITB | 778782 | 991 | 45 | 886.3944 | 104.6056 | 104605.5556 |  | 40 | 49.55 | 49550 | 941.45 | 2.222% | 20.9211 | 125.5267 | 865.4733
10141103 | PMT | TRANSFORMADOR | AGCDG/PTS0122 | TRANSFORMADOR MARCA:POWERTECH AGCDG/PTS0122 AGCDG/PTS0122 | Cavelene B.4 Chongoene-Matusse | AGCDG/PTS0122 | CHIDENGUELE [USC] | Gaza |  | 24º 59.865 | 033º 48.703 | 25 | 33 | 0.4 | 3 | 2012 | POWERTECH | 10750502/04 | 643 | 45 | 575.1278 | 67.8722 | 67872.2222 |  | 40 | 32.15 | 32150 | 610.85 | 2.222% | 13.5744 | 81.4467 | 561.5533
10141103 | PMT | TRANSFORMADOR | AGCDG/PTS0145 | TRANSFORMADOR MARCA:TUSCO TRAFO AGCDG/PTS0145 AGCDG/PTS0145 | Madendere | AGCDG/PTS0145 | GESTÃO - USC DE CHIDENGUELE | Gaza |  | 24° 51.015 | 034° 15.176 | 100 | 33 | 0.4 | 3 | 2012 | TUSCO TRAFO | 541735 | 763 | 45 | 682.4611 | 80.5389 | 80538.8889 |  | 40 | 38.15 | 38150 | 724.85 | 2.222% | 16.1078 | 96.6467 | 666.3533
10141103 | PMT | TRANSFORMADOR | AGCDG/PTS0146 | TRANSFORMADOR MARCA:TUSCO TRAFO AGCDG/PTS0146 AGCDG/PTS0146 | Maviene | AGCDG/PTS0146 | GESTÃO - USC DE CHIDENGUELE | Gaza |  | 24° 48.521 | 034° 14.057 | 50 | 33 | 0.4 | 3 | 2012 | TUSCO TRAFO | 541721 | 643 | 45 | 575.1278 | 67.8722 | 67872.2222 |  | 40 | 32.15 | 32150 | 610.85 | 2.222% | 13.5744 | 81.4467 | 561.5533
10141103 | PMT | TRANSFORMADOR | AGCDG/PTS0147 | TRANSFORMADOR MARCA:TUSCO TRAFO AGCDG/PTS0147 AGCDG/PTS0147 | Betula Lojas | AGCDG/PTS0147 | GESTÃO - USC DE CHIDENGUELE | Gaza |  | 24° 47.754 | 034° 11.657 | 100 | 33 | 0.4 | 3 | 2012 | TUSCO TRAFO | 541734 | 763 | 45 | 682.4611 | 80.5389 | 80538.8889 |  | 40 | 38.15 | 38150 | 724.85 | 2.222% | 16.1078 | 96.6467 | 666.3533
10141103 | PMT | TRANSFORMADOR | AGCDG/PTS0148 | TRANSFORMADOR MARCA:TUSCO TRAFO AGCDG/PTS0148 AGCDG/PTS0148 | Betula Escola | AGCDG/PTS0148 | GESTÃO - USC DE CHIDENGUELE | Gaza |  | 24° 47.744 | 034° 11.196 | 50 | 33 | 0.4 | 3 | 2012 | TUSCO TRAFO | 541717 | 643 | 45 | 575.1278 | 67.8722 | 67872.2222 |  | 40 | 32.15 | 32150 | 610.85 | 2.222% | 13.5744 | 81.4467 | 561.5533
10141103 | PMT | TRANSFORMADOR | AGCDG/PTS0149 | TRANSFORMADOR MARCA:TUSCO TRAFO AGCDG/PTS0149 AGCDG/PTS0149 | Dengoine Lojas | AGCDG/PTS0149 | GESTÃO - USC DE CHIDENGUELE | Gaza |  | 24° 51.141 | 034° 23.944 | 100 | 33 | 0.4 | 3 | 2012 | TUSCO TRAFO | 541739 | 763 | 45 | 682.4611 | 80.5389 | 80538.8889 |  | 40 | 38.15 | 38150 | 724.85 | 2.222% | 16.1078 | 96.6467 | 666.3533
10141103 | PMT | TRANSFORMADOR | AGCDG/PTS0150 | TRANSFORMADOR MARCA:TUSCO TRAFO AGCDG/PTS0150 AGCDG/PTS0150 | Dengoine Escola | AGCDG/PTS0150 | GESTÃO - USC DE CHIDENGUELE | Gaza |  | 24° 50.465 | 034° 24.190 | 50 | 33 | 0.4 | 3 | 2012 | TUSCO TRAFO | 541709 | 643 | 45 | 575.1278 | 67.8722 | 67872.2222 |  | 40 | 32.15 | 32150 | 610.85 | 2.222% | 13.5744 | 81.4467 | 561.5533
10141103 | PMT | TRANSFORMADOR | AGCDG/PTS0151 | TRANSFORMADOR MARCA:TUSCO TRAFO AGCDG/PTS0151 AGCDG/PTS0151 | Dengoine Hospital | AGCDG/PTS0151 | GESTÃO - USC DE CHIDENGUELE | Gaza |  | 24° 51.548 | 034° 24.654 | 50 | 33 | 0.4 | 3 | 2012 | TUSCO TRAFO | 541710 | 643 | 45 | 575.1278 | 67.8722 | 67872.2222 |  | 40 | 32.15 | 32150 | 610.85 | 2.222% | 13.5744 | 81.4467 | 561.5533
10141103 | PMT | TRANSFORMADOR | AGXX/PTS0152 | TRANSFORMADOR MARCA:ITB AGXX/PTS0152 AGXX/PTS0152 | Bairro 11 Swithinine | AGXX/PTS0152 | Gaza | Gaza |  | 25° 04.209 | 033° 40.443 | 250 | 33 | 0.4 | 3 | 2012 | ITB | 782628 | 991 | 45 | 886.3944 | 104.6056 | 104605.5556 |  | 40 | 49.55 | 49550 | 941.45 | 2.222% | 20.9211 | 125.5267 | 865.4733
10141103 | PMT | TRANSFORMADOR | AGXX/PTS0153 | TRANSFORMADOR MARCA:ITB AGXX/PTS0153 AGXX/PTS0153 | Marien Nguaby B. Sansao Muthemba | AGXX/PTS0153 | Gaza | Gaza |  | 25° 04.007 | 033° 41.879 | 250 | 33 | 0.4 | 3 | 2012 | ITB | 778780 | 991 | 45 | 886.3944 | 104.6056 | 104605.5556 |  | 40 | 49.55 | 49550 | 941.45 | 2.222% | 20.9211 | 125.5267 | 865.4733
10141103 | PMT | TRANSFORMADOR | AGXX/PTS0178 | TRANSFORMADOR MARCA:ITB AGXX/PTS0178 AGXX/PTS0178 | Aldeia Bungane | AGXX/PTS0178 | CHIBUTO / MANJACAZE | Gaza |  | 24° 51.515 | 033° 43.523 | 250 | 33 | 0.4 | 3 | 2012 | ITB | 782623 | 991 | 45 | 886.3944 | 104.6056 | 104605.5556 |  | 40 | 49.55 | 49550 | 941.45 | 2.222% | 20.9211 | 125.5267 | 865.4733
10141103 | PMT | TRANSFORMADOR | AGCBT/PTS0180 | TRANSFORMADOR MARCA:EFACEC AGCBT/PTS0180 AGCBT/PTS0180 | Gumulene bairro 4 | AGCBT/PTS0180 | GESTÃO ZSC DE CHIBUTO | Gaza |  | 24° 49.373 | 033° 39.751 | 100 | 33 | 0.4 | 3 | 2012 | EFACEC | K007640.01 | 763 | 45 | 682.4611 | 80.5389 | 80538.8889 |  | 40 | 38.15 | 38150 | 724.85 | 2.222% | 16.1078 | 96.6467 | 666.3533
10141103 | PMT | TRANSFORMADOR | AGCBT/PTS0181 | TRANSFORMADOR MARCA:EFACEC AGCBT/PTS0181 AGCBT/PTS0181 | Gumulene bairro 1 | AGCBT/PTS0181 | GESTÃO ZSC DE CHIBUTO | Gaza |  | 24° 49.907 | 033° 39.757 | 100 | 33 | 0.4 | 3 | 2012 | EFACEC | K007640.04 | 763 | 45 | 682.4611 | 80.5389 | 80538.8889 |  | 40 | 38.15 | 38150 | 724.85 | 2.222% | 16.1078 | 96.6467 | 666.3533
10141103 | PMT | TRANSFORMADOR | AGCBT/PTS0192 | TRANSFORMADOR MARCA:ALSTOM AGCBT/PTS0192 AGCBT/PTS0192 | Eduardo Mondlane | AGCBT/PTS0192 | GESTÃO ZSC DE CHIBUTO | Gaza |  | 24° 45.618 | 033° 37.244 | 32 | 33 | 0.4 | 3 | 2012 | ALSTOM | 67671 | 643 | 45 | 575.1278 | 67.8722 | 67872.2222 |  | 40 | 32.15 | 32150 | 610.85 | 2.222% | 13.5744 | 81.4467 | 561.5533
10141103 | PMT | TRANSFORMADOR | AGCBT/PTS0193 | TRANSFORMADOR MARCA:ALSTOM AGCBT/PTS0193 AGCBT/PTS0193 | Eduardo Mondlane | AGCBT/PTS0193 | GESTÃO ZSC DE CHIBUTO | Gaza |  | 24° 45.645 | 033° 37.064 | 32 | 33 | 0.4 | 3 | 2012 | ALSTOM | 67652 | 643 | 45 | 575.1278 | 67.8722 | 67872.2222 |  | 40 | 32.15 | 32150 | 610.85 | 2.222% | 13.5744 | 81.4467 | 561.5533
10141103 | PMT | TRANSFORMADOR | AGCBT/PTS0198 | TRANSFORMADOR MARCA:ABB AGCBT/PTS0198 AGCBT/PTS0198 | Mutchuquete | AGCBT/PTS0198 | GESTÃO ZSC DE CHIBUTO | Gaza |  | 24° 41.813 | 033° 38.866 | 200 | 33 | 0.4 | 3 | 2012 | ABB | T-24348 | 991 | 45 | 886.3944 | 104.6056 | 104605.5556 |  | 40 | 49.55 | 49550 | 941.45 | 2.222% | 20.9211 | 125.5267 | 865.4733
10141103 | PMT | TRANSFORMADOR | AGCBT/PTS0371 | TRANSFORMADOR MARCA:TRANSFORMCO AGCBT/PTS0371 AGCBT/PTS0371 | Chimundo Bairro 2 Muthombene | AGCBT/PTS0371 | GESTÃO ZSC DE CHIBUTO | Gaza |  | 24°41.962 | 033°35.281 | 25 | 33 | 0.4 | 3 | 2012 | TRANSFORMCO | 120046 | 643 | 45 | 575.1278 | 67.8722 | 67872.2222 |  | 40 | 32.15 | 32150 | 610.85 | 2.222% | 13.5744 | 81.4467 | 561.5533
10141103 | PMT | TRANSFORMADOR | AGCBT/PTS0202 | TRANSFORMADOR MARCA:ITB AGCBT/PTS0202 AGCBT/PTS0202 | Chimundo Expansao | AGCBT/PTS0202 | GESTÃO ZSC DE CHIBUTO | Gaza |  | 24° 42.293 | 033° 34.351 | 100 | 33 | 0.4 | 3 | 2012 | ITB | 778756 | 763 | 45 | 682.4611 | 80.5389 | 80538.8889 |  | 40 | 38.15 | 38150 | 724.85 | 2.222% | 16.1078 | 96.6467 | 666.3533
10141103 | PMT | TRANSFORMADOR | AGCBT/PTS0203 | TRANSFORMADOR MARCA:POWERTECH AGCBT/PTS0203 AGCBT/PTS0203 | Chimundo Silvia | AGCBT/PTS0203 | GESTÃO ZSC DE CHIBUTO | Gaza |  | 24° 41.781 | 033° 33.649 | 200 | 33 | 0.4 | 3 | 2012 | POWERTECH | 20724501/03 | 991 | 45 | 886.3944 | 104.6056 | 104605.5556 |  | 40 | 49.55 | 49550 | 941.45 | 2.222% | 20.9211 | 125.5267 | 865.4733
10141103 | PMT | TRANSFORMADOR | AGCBT/PTS0218 | TRANSFORMADOR MARCA:POWERTECH AGCBT/PTS0218 AGCBT/PTS0218 | Mercado Central | AGCBT/PTS0218 | GESTÃO ZSC DE CHIBUTO | Gaza |  | 24° 41.181 | 033° 32.056 | 200 | 33 | 0.4 | 3 | 2012 | POWERTECH | 20724502/02 | 991 | 45 | 886.3944 | 104.6056 | 104605.5556 |  | 40 | 49.55 | 49550 | 941.45 | 2.222% | 20.9211 | 125.5267 | 865.4733
10141103 | PMT | TRANSFORMADOR | AGMJC/PTS0234 | TRANSFORMADOR MARCA:ITB AGMJC/PTS0234 AGMJC/PTS0234 | Macave | AGMJC/PTS0234 | GESTÃO - ZSC DE MANJACAZE | Gaza |  | 24° 43.508 | 033° 51.649 | 160 | 33 | 0.4 | 3 | 2012 | ITB | 778763 | 991 | 45 | 886.3944 | 104.6056 | 104605.5556 |  | 40 | 49.55 | 49550 | 941.45 | 2.222% | 20.9211 | 125.5267 | 865.4733
10141103 | PMT | TRANSFORMADOR | AGMJC/PTS0235 | TRANSFORMADOR MARCA:ITB AGMJC/PTS0235 AGMJC/PTS0235 | Central/Cimento | AGMJC/PTS0235 | GESTÃO - ZSC DE MANJACAZE | Gaza |  | 24° 42.904 | 033° 52.864 | 250 | 33 | 0.4 | 3 | 2012 | ITB | NO SERIAL | 991 | 45 | 886.3944 | 104.6056 | 104605.5556 |  | 40 | 49.55 | 49550 | 941.45 | 2.222% | 20.9211 | 125.5267 | 865.4733
10141103 | PMT | TRANSFORMADOR | AGMJC/PTS0236 | TRANSFORMADOR MARCA:POWERTECH AGMJC/PTS0236 AGMJC/PTS0236 | Josina Machel | AGMJC/PTS0236 | GESTÃO - ZSC DE MANJACAZE | Gaza |  | 24° 42.673 | 033° 53.324 | 200 | 33 | 0.4 | 3 | 2012 | POWERTECH | 20724502/02 | 991 | 45 | 886.3944 | 104.6056 | 104605.5556 |  | 40 | 49.55 | 49550 | 941.45 | 2.222% | 20.9211 | 125.5267 | 865.4733
10141103 | PMT | TRANSFORMADOR | AGMJC/PTS0237 | TRANSFORMADOR MARCA:ITB AGMJC/PTS0237 AGMJC/PTS0237 | Liberdade Ndambine 2000 | AGMJC/PTS0237 | GESTÃO - ZSC DE MANJACAZE | Gaza |  | 24° 42.561 | 033° 52.328 | 160 | 33 | 0.4 | 3 | 2012 | ITB | 774606 | 991 | 45 | 886.3944 | 104.6056 | 104605.5556 |  | 40 | 49.55 | 49550 | 941.45 | 2.222% | 20.9211 | 125.5267 | 865.4733
10141103 | PMT | TRANSFORMADOR |  | TRANSFORMADOR MARCA:Astor PEMBA | AGPMB | PEMBA | PEMBA | Muxara Bairro (Engemate) |  | 13°03.817' | 40° 31.338 | 200 | 33 | 0.4 | 3 | 2012 | Astor | 10/330 | 991 | 45 | 886.3944 | 104.6056 | 104605.5556 |  | 40 | 49.55 | 49550 | 941.45 | 2.222% | 20.9211 | 125.5267 | 865.4733
10141103 | PMT | TRANSFORMADOR |  | TRANSFORMADOR MARCA:Astor MONTEPUEZ | USMUD | MONTEPUEZ | Mueda | MBUO |  | 11°31'40.2564 | 39°43'18.3108 | 50 | 33 | 0.4 | 3 | 2012 | Astor | 10/298 | 643 | 45 | 575.1278 | 67.8722 | 67872.2222 |  | 40 | 32.15 | 32150 | 610.85 | 2.222% | 13.5744 | 81.4467 | 561.5533
10141103 | PMT | TRANSFORMADOR |  | TRANSFORMADOR MARCA:EDPM METORO | USNMP | METORO | METORO | Namapa Nacucha |  | 13°42’26.98164” | 39°50’3.49804” | 25 | 33 | 0.4 | 3 | 2012 | EDPM | 0376202/02 | 643 | 45 | 575.1278 | 67.8722 | 67872.2222 |  | 40 | 32.15 | 32150 | 610.85 | 2.222% | 13.5744 | 81.4467 | 561.5533
10141103 | PMT | TRANSFORMADOR |  | TRANSFORMADOR MARCA:ITB METORO | USNMP | METORO | METORO | Escola Secundaria |  | 13°41’55.011984” | 39°50’3.97536” | 200 | 33 | 0.4 | 3 | 2012 | ITB | 78269 | 991 | 45 | 886.3944 | 104.6056 | 104605.5556 |  | 40 | 49.55 | 49550 | 941.45 | 2.222% | 20.9211 | 125.5267 | 865.4733
10141103 | PMT | TRANSFORMADOR | 65 | TRANSFORMADOR MARCA:EFACEC NACALA 65 |  | NACALA | Nacala-Porto | Campo China |  | 14°34.641 | 40°41.160 | 200 | 33KV | 400V | 3 | 2012 | EFACEC | K007642.01 | 991 | 45 | 886.3944 | 104.6056 | 104605.5556 |  | 40 | 49.55 | 49550 | 941.45 | 2.222% | 20.9211 | 125.5267 | 865.4733
10141103 | PMT | TRANSFORMADOR | 66 | TRANSFORMADOR MARCA:TM NACALA 66 |  | NACALA | Nacala-Porto | Campo Namapa |  | 14°34.213 | 40°40.995 | 250 | 33KV | 400V | 3 | 2012 | TM | 961725 | 991 | 45 | 886.3944 | 104.6056 | 104605.5556 |  | 40 | 49.55 | 49550 | 941.45 | 2.222% | 20.9211 | 125.5267 | 865.4733
10141103 | PMT | TRANSFORMADOR | 67 | TRANSFORMADOR MARCA:TM NACALA 67 |  | NACALA | Nacala-Porto | Entrada do bispo |  | 14°33.520 | 40°41.093 | 315 | 33KV | 400V | 3 | 2012 | TM | 1300118 | 1039 | 45 | 929.3278 | 109.6722 | 109672.2222 |  | 40 | 51.95 | 51950 | 987.05 | 2.222% | 21.9344 | 131.6067 | 907.3933
10141103 | PMT | TRANSFORMADOR | 68 | TRANSFORMADOR MARCA:TM NACALA 68 |  | NACALA | Nacala-Porto | Predio Comboio |  | 14°33.521 | 40°41.529 | 315 | 33KV | 400V | 3 | 2012 | TM | 967347 | 1039 | 45 | 929.3278 | 109.6722 | 109672.2222 |  | 40 | 51.95 | 51950 | 987.05 | 2.222% | 21.9344 | 131.6067 | 907.3933
10141103 | PMT | TRANSFORMADOR | 69 | TRANSFORMADOR MARCA:TM MONAPO 69 |  | MONAPO | Meconta | Micolene-Napai |  | 14°55.302 | 39°58.002 | 160 | 33KV | 400V | 3 | 2012 | TM | 25300103/15 | 991 | 45 | 886.3944 | 104.6056 | 104605.5556 |  | 40 | 49.55 | 49550 | 941.45 | 2.222% | 20.9211 | 125.5267 | 865.4733
10141103 | PMT | TRANSFORMADOR | PTS4029 | TRANSFORMADOR MARCA:EFAEAC GURUE PTS4029 |  | GURUE | GURUE | ESCOLA ARICHOTE |  | 15°29'44.267" | 37°0'55.94" | 50 | 33KV | 400V | 3 | 2012 | EFAEAC |  | 643 | 45 | 575.1278 | 67.8722 | 67872.2222 |  | 40 | 32.15 | 32150 | 610.85 | 2.222% | 13.5744 | 81.4467 | 561.5533
10141103 | PMT | TRANSFORMADOR | No Label | TRANSFORMADOR MARCA:Powertech Inhambane No Label |  | Inhambane | Inhambane |  |  | 35,54905 | -23,86083 | 100 | 33 | 0.4 | 3Φ | 2012 | Powertech | 10751704/01 | 763 | 45 | 682.4611 | 80.5389 | 80538.8889 |  | 40 | 38.15 | 38150 | 724.85 | 2.222% | 16.1078 | 96.6467 | 666.3533
10141103 | PMT | TRANSFORMADOR | PTS 585 | TRANSFORMADOR MARCA:itb PTS 585 PTS 585 |  | PTS 585 | BOANE |  |  | 32,39135 | -25,00199 | 160 | 33 | 0.4 | 3Φ | 2012 | itb | 782585 | 991 | 45 | 886.3944 | 104.6056 | 104605.5556 |  | 40 | 49.55 | 49550 | 941.45 | 2.222% | 20.9211 | 125.5267 | 865.4733
10141103 | PMT | TRANSFORMADOR | PT 27R | TRANSFORMADOR MARCA:EFACEC PT 27R PT 27R |  | PT 27R | Mabukwane |  |  |  |  | 315 | 33 | 0.4 | 3Ø | 2012 | EFACEC | K008283.05 | 1039 | 45 | 929.3278 | 109.6722 | 109672.2222 |  | 40 | 51.95 | 51950 | 987.05 | 2.222% | 21.9344 | 131.6067 | 907.3933
10141103 | PMT | TRANSFORMADOR | PT 198R | TRANSFORMADOR MARCA:EFACEC PT 198R PT 198R |  | PT 198R | Mabukwane |  |  |  |  | 315 | 33 | 0.4 | 3Ø | 2012 | EFACEC | K005283 | 1039 | 45 | 929.3278 | 109.6722 | 109672.2222 |  | 40 | 51.95 | 51950 | 987.05 | 2.222% | 21.9344 | 131.6067 | 907.3933
10141103 | PMT | TRANSFORMADOR | PT 215 | TRANSFORMADOR MARCA:EFACEC PT 215 PT 215 |  | PT 215 | Mahotas |  |  |  |  | 315 | 11 | 0.4 | 3Ø | 2012 | EFACEC | F000996.03 | 840 | 45 | 751.3333 | 88.6667 | 88666.6667 |  | 40 | 42 | 42000 | 798 | 2.222% | 17.7333 | 106.4 | 733.6
10141103 | PMT | TRANSFORMADOR | PT 233 | TRANSFORMADOR MARCA:POWERTECH PT 233 PT 233 |  | PT 233 | Mahotas |  |  |  |  | 630 | 11 | 0.4 | 3Ø | 2012 | POWERTECH | 2075100/01 | 1016 | 45 | 908.7556 | 107.2444 | 107244.4444 |  | 40 | 50.8 | 50800 | 965.2 | 2.222% | 21.4489 | 128.6933 | 887.3067
10141103 | PMT | TRANSFORMADOR | PT 367 | TRANSFORMADOR MARCA:EFACEC PT 367 PT 367 |  | PT 367 | Mahotas |  |  |  |  | 500 | 11 | 0.4 | 3Ø | 2012 | EFACEC | F001009.03 | 1016 | 45 | 908.7556 | 107.2444 | 107244.4444 |  | 40 | 50.8 | 50800 | 965.2 | 2.222% | 21.4489 | 128.6933 | 887.3067
10141103 | PMT | TRANSFORMADOR | PT 240R | TRANSFORMADOR MARCA:POWERTECH PT 240R PT 240R |  | PT 240R | Mateque |  |  | 32.639576 | -25.808920 | 250 | 33 | 0.4 | 3Ø | 2012 | POWERTECH | 20728103 | 991 | 45 | 886.3944 | 104.6056 | 104605.5556 |  | 40 | 49.55 | 49550 | 941.45 | 2.222% | 20.9211 | 125.5267 | 865.4733
10141103 | PMT | TRANSFORMADOR | PT 86R | TRANSFORMADOR MARCA:EFACEC PT 86R PT 86R |  | PT 86R | Mateque |  |  | 32.641160 | -25.797812 | 315 | 33 | 0.4 | 3Ø | 2012 | EFACEC | F030997.02 | 1039 | 45 | 929.3278 | 109.6722 | 109672.2222 |  | 40 | 51.95 | 51950 | 987.05 | 2.222% | 21.9344 | 131.6067 | 907.3933
10141103 | PMT | TRANSFORMADOR | PT 312R | TRANSFORMADOR MARCA:EFACEC PT 312R PT 312R |  | PT 312R | Zimpeto |  |  | 32.571379 | -25.854636 | 315 | 33 | 0.4 | 3Ø | 2012 | EFACEC | K008283.09 | 1039 | 45 | 929.3278 | 109.6722 | 109672.2222 |  | 40 | 51.95 | 51950 | 987.05 | 2.222% | 21.9344 | 131.6067 | 907.3933
10141103 | PMT | TRANSFORMADOR | PT 320R | TRANSFORMADOR MARCA:EFACEC PT 320R PT 320R |  | PT 320R | Cumbeza |  |  | 32.599561 | -25.793041 | 315 | 33 | 0.4 | 3Ø | 2012 | EFACEC | K008284.03 | 1039 | 45 | 929.3278 | 109.6722 | 109672.2222 |  | 40 | 51.95 | 51950 | 987.05 | 2.222% | 21.9344 | 131.6067 | 907.3933
10141103 | PMT | TRANSFORMADOR | PT 287R | TRANSFORMADOR MARCA:" PT 287R PT 287R |  | PT 287R | MAPUTO |  |  | 32.525414 | -25.936345 | 315 | 33 | 0.4 | 3Ø | 2012 | " | Not available | 1039 | 45 | 929.3278 | 109.6722 | 109672.2222 |  | 40 | 51.95 | 51950 | 987.05 | 2.222% | 21.9344 | 131.6067 | 907.3933
10141103 | PMT | TRANSFORMADOR | PT 187 | TRANSFORMADOR MARCA:ITB PT 187 PT 187 |  | PT 187 | Vale de Infulene |  |  | 32.530864 | -25.919252 | 250 | 33 | 0.4 | 3Ø | 2012 | ITB | 782619 | 991 | 45 | 886.3944 | 104.6056 | 104605.5556 |  | 40 | 49.55 | 49550 | 941.45 | 2.222% | 20.9211 | 125.5267 | 865.4733
10141103 | PMT | TRANSFORMADOR | PTS 180 | TRANSFORMADOR MARCA:EFACEC PTS 180 PTS 180 |  | PTS 180 | Zona Verde |  |  | 32.549001 | -25.892112 | 315 | 33 | 0.4 | 3Ø | 2012 | EFACEC | K008284 | 1039 | 45 | 929.3278 | 109.6722 | 109672.2222 |  | 40 | 51.95 | 51950 | 987.05 | 2.222% | 21.9344 | 131.6067 | 907.3933
10141103 | PMT | TRANSFORMADOR | PTS 179 | TRANSFORMADOR MARCA:ITB PTS 179 PTS 179 |  | PTS 179 | Zona Verde |  |  | 32.547144 | -25.889191 | 315 | 33 | 0.4 | 3Ø | 2012 | ITB | 282639 | 1039 | 45 | 929.3278 | 109.6722 | 109672.2222 |  | 40 | 51.95 | 51950 | 987.05 | 2.222% | 21.9344 | 131.6067 | 907.3933
10141103 | PMT | TRANSFORMADOR | PTS 428 | TRANSFORMADOR MARCA:EFACEC PTS 428 PTS 428 |  | PTS 428 | Zona Verde |  |  | 32.553806 | -25.875595 | 250 | 33 | 0.4 | 3Ø | 2012 | EFACEC | F001078.05 | 991 | 45 | 886.3944 | 104.6056 | 104605.5556 |  | 40 | 49.55 | 49550 | 941.45 | 2.222% | 20.9211 | 125.5267 | 865.4733
10141103 | PMT | TRANSFORMADOR | PTS 512 | TRANSFORMADOR MARCA:POWERTECH PTS 512 PTS 512 |  | PTS 512 | Khongolote |  |  | 32.554995 | -25.814769 | 200 | 33 | 0.4 | 3Ø | 2012 | POWERTECH | 20724504/02 | 991 | 45 | 886.3944 | 104.6056 | 104605.5556 |  | 40 | 49.55 | 49550 | 941.45 | 2.222% | 20.9211 | 125.5267 | 865.4733
10141103 | PMT | TRANSFORMADOR | PTS Novo Comando | TRANSFORMADOR MARCA:REVIVE PTS Novo Comando PTS Novo Comando |  | PTS Novo Comando | Manhica |  |  | 32.808680 | -25.401535 | 100 | 33 | 0.4 | 3Ø | 2012 | REVIVE | RET 90353 | 763 | 45 | 682.4611 | 80.5389 | 80538.8889 |  | 40 | 38.15 | 38150 | 724.85 | 2.222% | 16.1078 | 96.6467 | 666.3533
10141103 | SPARE TRFR | TRANSFORMADOR |  | TRANSFORMADOR MARCA: ANGOCHE |  | ANGOCHE | ANGOCHE |  |  | 16°12'42.00" | 39°55'3.654 | 25KVA | 33KV | 400V | 1 | 2012 |  |  | 505 | 45 | 451.6944 | 53.3056 | 53305.5556 |  | 40 | 25.25 | 25250 | 479.75 | 2.222% | 10.6611 | 63.9667 | 441.0333
10141103 | SPARE TRFR | TRANSFORMADOR |  | TRANSFORMADOR MARCA: ANGOCHE |  | ANGOCHE | ANGOCHE |  |  | 16°12'42.00" | 39°55'3.654 | 25KVA | 33KV | 400V | 1 | 2012 |  |  | 505 | 45 | 451.6944 | 53.3056 | 53305.5556 |  | 40 | 25.25 | 25250 | 479.75 | 2.222% | 10.6611 | 63.9667 | 441.0333
10141103 | AT | TRANSFORMADOR AUXILIAR |  | TRANSFORMADOR AUXILIAR MARCA:Efacec SE11 |  | SE11 | Maputo |  |  |  |  | 150 | 11 | 0.4 | 3 | 2012 | Efacec | F3099A.03 | 991 | 45 | 886.3944 | 104.6056 | 104605.5556 |  | 40 | 49.55 | 49550 | 941.45 | 2.222% | 20.9211 | 125.5267 | 865.4733
10141103 | AT | TRANSFORMADOR AUXILIAR |  | TRANSFORMADOR AUXILIAR MARCA:Efacec SE10 |  | SE10 | Maputo |  |  |  |  | 150 | 11 | 0.4 | 3 | 2012 | Efacec | F000990.01 | 991 | 45 | 886.3944 | 104.6056 | 104605.5556 |  | 40 | 49.55 | 49550 | 941.45 | 2.222% | 20.9211 | 125.5267 | 865.4733
10141103 | AT | TRANSFORMADOR AUXILIAR |  | TRANSFORMADOR AUXILIAR MARCA:EFACEC SE6JARDIM |  | SE6JARDIM | Maputo |  |  |  |  | 150 | 11 | 0.,4 | 3 | 2012 | EFACEC | F000990.02 | 991 | 45 | 886.3944 | 104.6056 | 104605.5556 |  | 40 | 49.55 | 49550 | 941.45 | 2.222% | 20.9211 | 125.5267 | 865.4733
10141149 | CAP | CAPACITOR |  | CAPACITOR MARCA: NAMPULA 220Kv |  | NAMPULA 220Kv | NAMPULA |  |  | S15°7'28.20" | E039°13'6.147" | 3500 | 22 |  | 3 | 2013 |  |  | 505 | 45 | 462.3556 | 42.6444 | 42644.4444 |  | 41 | 25.25 | 25250 | 479.75 | 2.222% | 10.6611 | 53.3056 | 451.6944
10141149 | CAP | CAPACITOR |  | CAPACITOR MARCA: NAMPULA 220Kv |  | NAMPULA 220Kv | NAMPULA |  |  | S15°7'28.20" | E039°13'6.147" | 3500 | 22 |  | 3 | 2013 |  |  | 505 | 45 | 462.3556 | 42.6444 | 42644.4444 |  | 41 | 25.25 | 25250 | 479.75 | 2.222% | 10.6611 | 53.3056 | 451.6944
10141103 | MS | MINISUBESTAÇÃO | PT99 | MINISUBESTAÇÃO MARCA:POWERTECH PT99 PT99 | Rua Aires de Ornelas Baixa | PT99 | BEIRA | SOFALA |  | S 19°49'50.51" | E 034°50'24.33" | 315 | 6.6 | 0.4 | 3 | 2013 | POWERTECH | 20801201/02 | 1213 | 45 | 1110.5689 | 102.4311 | 102431.1111 |  | 41 | 60.65 | 60650 | 1152.35 | 2.222% | 25.6078 | 128.0389 | 1084.9611
10141103 | MS | MINISUBESTAÇÃO | PT300 | MINISUBESTAÇÃO MARCA:POWERTECH PT300 PT300 | Rua Diogo Cão (próximo de Tanque da FIPAG)Macúti | PT300 | BEIRA | SOFALA |  | S 19°50'42.65" | E 03°53'13.23" | 315 | 6.6 | 0.4 | 3 | 2013 | POWERTECH | 20801201/03 | 1213 | 45 | 1110.5689 | 102.4311 | 102431.1111 |  | 41 | 60.65 | 60650 | 1152.35 | 2.222% | 25.6078 | 128.0389 | 1084.9611
10141103 | MS | MINISUBESTAÇÃO | PTS122 | MINISUBESTAÇÃO MARCA:EFACEC PTS122 PTS122 |  | PTS122 | Maputo City |  | Vladimir Lennin |  |  | 500 | 11 | 0.4 | 3Ø | 2013 | EFACEC | K008713.01 | 2426 | 45 | 2221.1378 | 204.8622 | 204862.2222 |  | 41 | 121.3 | 121300 | 2304.7 | 2.222% | 51.2156 | 256.0778 | 2169.9222
10141103 | MS | MINISUBESTAÇÃO | PT82 | MINISUBESTAÇÃO MARCA:EFACEC PT82 PT82 |  | PT82 | Maputo City |  | Paulo Samuel Khamkomba |  |  | 500 | 11 | 0.4 | 3Ø | 2013 | EFACEC |  | 2426 | 45 | 2221.1378 | 204.8622 | 204862.2222 |  | 41 | 121.3 | 121300 | 2304.7 | 2.222% | 51.2156 | 256.0778 | 2169.9222
10141103 | MS | MINISUBESTAÇÃO | PT 400 | MINISUBESTAÇÃO MARCA:Powertech PT 400 PT 400 |  | PT 400 | Maputo City |  | " |  |  | 500 | 11 | 0.4 | 3Ø | 2013 | Powertech | 20801002/05 | 2426 | 45 | 2221.1378 | 204.8622 | 204862.2222 |  | 41 | 121.3 | 121300 | 2304.7 | 2.222% | 51.2156 | 256.0778 | 2169.9222
10141103 | MS | MINISUBESTAÇÃO | PT 14 | MINISUBESTAÇÃO MARCA:EFACEC PT 14 PT 14 |  | PT 14 | Maputo City |  | Guerra Popular |  |  | 630 | 11 | 0.4 | 3Ø | 2013 | EFACEC |  | 2772 | 45 | 2537.92 | 234.08 | 234080 |  | 41 | 138.6 | 138600 | 2633.4 | 2.222% | 58.52 | 292.6 | 2479.4
10141103 | MS | MINISUBESTAÇÃO | PT 67 | MINISUBESTAÇÃO MARCA:Powertech PT 67 PT 67 |  | PT 67 | Maputo City |  | 24 Julho |  |  | 315 | 11 | 0.4 | 3Ø | 2013 | Powertech | 20801102/03 | 1213 | 45 | 1110.5689 | 102.4311 | 102431.1111 |  | 41 | 60.65 | 60650 | 1152.35 | 2.222% | 25.6078 | 128.0389 | 1084.9611
10141103 | MS | MINISUBESTAÇÃO | PTS 106 | MINISUBESTAÇÃO MARCA:TRANS ELECTRON PTS 106 PTS 106 |  | PTS 106 | Maxaquene |  |  |  |  | 500 | 11 | 0.4 | 3Ø | 2013 | TRANS ELECTRON | 27082013 | 2426 | 45 | 2221.1378 | 204.8622 | 204862.2222 |  | 41 | 121.3 | 121300 | 2304.7 | 2.222% | 51.2156 | 256.0778 | 2169.9222
10141103 | MS | MINISUBESTAÇÃO | PT 22 | MINISUBESTAÇÃO MARCA: PT 22 |  |  | Maputo |  |  | 32,5884451 | -25,9706197 | 500 | 11 | 0,5 | 3Φ | 2013 |  |  | 2426 | 45 | 2221.1378 | 204.8622 | 204862.2222 |  | 41 | 121.3 | 121300 | 2304.7 | 2.222% | 51.2156 | 256.0778 | 2169.9222
10141103 | MS | MINISUBESTAÇÃO | PT 37 | MINISUBESTAÇÃO MARCA: PT 37 |  |  | Maputo |  |  | 32,5875533 | -25,9683869 | 500 | 11 | 0,6 | 3Φ | 2013 |  |  | 2426 | 45 | 2221.1378 | 204.8622 | 204862.2222 |  | 41 | 121.3 | 121300 | 2304.7 | 2.222% | 51.2156 | 256.0778 | 2169.9222
10141103 | MS | MINISUBESTAÇÃO | PT 26 | MINISUBESTAÇÃO MARCA: PT 26 |  |  | Maputo |  |  | 32,5945355 | -25,9734067 | 315 | 11 | 0,4 | 3Φ | 2013 |  |  | 1213 | 45 | 1110.5689 | 102.4311 | 102431.1111 |  | 41 | 60.65 | 60650 | 1152.35 | 2.222% | 25.6078 | 128.0389 | 1084.9611
10141103 | MS | MINISUBESTAÇÃO | PT 426 | MINISUBESTAÇÃO MARCA:Powertech PT 426 |  |  | Maputo |  |  | 32,5841983 | -25,9719825 | 500 | 11 | 0,4 | 3Φ | 2013 | Powertech | 20801001/01 | 2426 | 45 | 2221.1378 | 204.8622 | 204862.2222 |  | 41 | 121.3 | 121300 | 2304.7 | 2.222% | 51.2156 | 256.0778 | 2169.9222
10141103 | MS | MINISUBESTAÇÃO | PT 405 | MINISUBESTAÇÃO MARCA:Powertech PT 405 |  |  | Maputo |  |  | 32,5901384 | -25,9786452 | 500 | 11 | 0,4 | 3Φ | 2013 | Powertech | 20801002/01 | 2426 | 45 | 2221.1378 | 204.8622 | 204862.2222 |  | 41 | 121.3 | 121300 | 2304.7 | 2.222% | 51.2156 | 256.0778 | 2169.9222
10141103 | MS | MINISUBESTAÇÃO | PT | MINISUBESTAÇÃO MARCA: PT |  |  | Maputo |  |  | 32,5922853 | -25,9791398 | 500 | 11 | 0,4 | 3Φ | 2013 |  |  | 2426 | 45 | 2221.1378 | 204.8622 | 204862.2222 |  | 41 | 121.3 | 121300 | 2304.7 | 2.222% | 51.2156 | 256.0778 | 2169.9222
10141103 | MS | MINISUBESTAÇÃO | PT 149 | MINISUBESTAÇÃO MARCA:Powertech PT 149 |  |  | Maputo |  |  | 32,5804607 | -25,9729978 | 630 | 11 | 0,4 | 3Φ | 2013 | Powertech | 20802601/03 | 2772 | 45 | 2537.92 | 234.08 | 234080 |  | 41 | 138.6 | 138600 | 2633.4 | 2.222% | 58.52 | 292.6 | 2479.4
10141103 | MS | MINISUBESTAÇÃO | PT 426 | MINISUBESTAÇÃO MARCA:Powertech PT 426 |  |  | Maputo |  |  | 32,5841983 | -25,9719825 | 500 | 11 | 0,4 | 3Φ | 2013 | Powertech | 20801001/01 | 2426 | 45 | 2221.1378 | 204.8622 | 204862.2222 |  | 41 | 121.3 | 121300 | 2304.7 | 2.222% | 51.2156 | 256.0778 | 2169.9222
10141103 | MS | MINISUBESTAÇÃO | PT 120 | MINISUBESTAÇÃO MARCA:Powertech PT 120 |  |  | Maputo |  |  | 32,5865941 | -25,9801849 | 630 | 11 | 0,4 | 3Φ | 2013 | Powertech | 20802601/01 | 2772 | 45 | 2537.92 | 234.08 | 234080 |  | 41 | 138.6 | 138600 | 2633.4 | 2.222% | 58.52 | 292.6 | 2479.4
10141103 | MS | MINISUBESTAÇÃO | PT 291 | MINISUBESTAÇÃO MARCA:Powertech PT 291 |  |  | Maputo |  |  | 32,5997279 | -25,9582008 | 630 | 11 | 0,4 | 3Φ | 2013 | Powertech | 20802601/02 | 2772 | 45 | 2537.92 | 234.08 | 234080 |  | 41 | 138.6 | 138600 | 2633.4 | 2.222% | 58.52 | 292.6 | 2479.4
10141103 | MS | MINISUBESTAÇÃO | PT 96 | MINISUBESTAÇÃO MARCA:Alstom PT 96 |  |  | Maputo |  |  | 32,6024253 | -25,9586709 | 500 | 11 | 0,4 | 3Φ | 2013 | Alstom | 82002/01/001 | 2426 | 45 | 2221.1378 | 204.8622 | 204862.2222 |  | 41 | 121.3 | 121300 | 2304.7 | 2.222% | 51.2156 | 256.0778 | 2169.9222
10141103 | MS | MINISUBESTAÇÃO | PT 266 | MINISUBESTAÇÃO MARCA:Desta Power Malta PT 266 |  |  | Maputo |  |  | 32,6013743 | -25,9559294 | 500 | 11 | 0,4 | 3Φ | 2013 | Desta Power Malta | 30696903/04 | 2426 | 45 | 2221.1378 | 204.8622 | 204862.2222 |  | 41 | 121.3 | 121300 | 2304.7 | 2.222% | 51.2156 | 256.0778 | 2169.9222
10141103 | MS | MINISUBESTAÇÃO | PT 63 | MINISUBESTAÇÃO MARCA:Powertech PT 63 |  |  | Maputo |  |  | 32,6037734 | -25,9554793 | 500 | 11 | 0,4 | 3Φ | 2013 | Powertech | 20916101/02 | 2426 | 45 | 2221.1378 | 204.8622 | 204862.2222 |  | 41 | 121.3 | 121300 | 2304.7 | 2.222% | 51.2156 | 256.0778 | 2169.9222
10141103 | MS | MINISUBESTAÇÃO | PTS 111 | MINISUBESTAÇÃO MARCA:Actom PTS 111 |  |  | Maputo |  |  | 32,6119399 | -25,9504777 | 315 | 11 | 0,4 | 3Φ | 2013 | Actom | 05761/02/003 | 1213 | 45 | 1110.5689 | 102.4311 | 102431.1111 |  | 41 | 60.65 | 60650 | 1152.35 | 2.222% | 25.6078 | 128.0389 | 1084.9611
10141103 | MS | MINISUBESTAÇÃO | PT 59 | MINISUBESTAÇÃO MARCA: PT 59 |  |  | Maputo |  |  | 32,6160763 | -25,9489094 | 315 | 11 | 0,4 | 3Φ | 2013 |  |  | 1213 | 45 | 1110.5689 | 102.4311 | 102431.1111 |  | 41 | 60.65 | 60650 | 1152.35 | 2.222% | 25.6078 | 128.0389 | 1084.9611
10141103 | MS | MINISUBESTAÇÃO | PTS 124 | MINISUBESTAÇÃO MARCA: PTS 124 |  |  | Maputo |  |  | 32,6160558 | -25,9466885 | 315 | 11 | 0,4 | 3Φ | 2013 |  |  | 1213 | 45 | 1110.5689 | 102.4311 | 102431.1111 |  | 41 | 60.65 | 60650 | 1152.35 | 2.222% | 25.6078 | 128.0389 | 1084.9611
10141103 | MS | MINISUBESTAÇÃO | PTS 110 | MINISUBESTAÇÃO MARCA: PTS 110 |  |  | Maputo |  |  | 32,6152235 | -25,9480605 | 315 | 11 | 0,4 | 3Φ | 2013 |  |  | 1213 | 45 | 1110.5689 | 102.4311 | 102431.1111 |  | 41 | 60.65 | 60650 | 1152.35 | 2.222% | 25.6078 | 128.0389 | 1084.9611
10141103 | MS | MINISUBESTAÇÃO | PTS 146 | MINISUBESTAÇÃO MARCA: PTS 146 |  |  | Maputo |  |  | 32,6122361 | -25,9439602 | 315 | 11 | 0,4 | 3Φ | 2013 |  |  | 1213 | 45 | 1110.5689 | 102.4311 | 102431.1111 |  | 41 | 60.65 | 60650 | 1152.35 | 2.222% | 25.6078 | 128.0389 | 1084.9611
10141103 | MS | MINISUBESTAÇÃO | No Label | MINISUBESTAÇÃO MARCA:Powertech No Label |  |  | Maputo |  |  | 32,6267272 | -25,9297045 | 500 | 11 | 0,4 | 3Φ | 2013 | Powertech | 20801002/02 | 2426 | 45 | 2221.1378 | 204.8622 | 204862.2222 |  | 41 | 121.3 | 121300 | 2304.7 | 2.222% | 51.2156 | 256.0778 | 2169.9222
10141103 | MS | MINISUBESTAÇÃO | PT 356 R | MINISUBESTAÇÃO MARCA: PT 356 R |  |  | Maputo |  |  | 32,6287235 | -25,9285237 | 500 | 11 | 0,4 | 3Φ | 2013 |  |  | 2426 | 45 | 2221.1378 | 204.8622 | 204862.2222 |  | 41 | 121.3 | 121300 | 2304.7 | 2.222% | 51.2156 | 256.0778 | 2169.9222
10141103 | MS | MINISUBESTAÇÃO | PT 413 | MINISUBESTAÇÃO MARCA:Powertech PT 413 |  |  | Maputo |  |  | 32,5503232 | -25,9484674 | 630 | 11 | 0,4 | 3Φ | 2013 | Powertech | 20802601/04 | 2772 | 45 | 2537.92 | 234.08 | 234080 |  | 41 | 138.6 | 138600 | 2633.4 | 2.222% | 58.52 | 292.6 | 2479.4
10141103 | MS | MINISUBESTAÇÃO | PT 7 | MINISUBESTAÇÃO MARCA:Efacec PT 7 |  |  | Maputo |  |  | 32,5541159 | -25,9512303 | 500 | 11 | 0,4 | 3Φ | 2013 | Efacec | 11239 | 2426 | 45 | 2221.1378 | 204.8622 | 204862.2222 |  | 41 | 121.3 | 121300 | 2304.7 | 2.222% | 51.2156 | 256.0778 | 2169.9222
10141103 | MS | MINISUBESTAÇÃO | PTS 61 | MINISUBESTAÇÃO MARCA:Efacec PTS 61 | Kamubucuane |  | Maputo |  |  | 32,5549431 | -25,9510226 | 500 | 11 | 0,4 | 3Φ | 2013 | Efacec | 11243 | 2426 | 45 | 2221.1378 | 204.8622 | 204862.2222 |  | 41 | 121.3 | 121300 | 2304.7 | 2.222% | 51.2156 | 256.0778 | 2169.9222
10141103 | MS | MINISUBESTAÇÃO | PT 360 | MINISUBESTAÇÃO MARCA:Powertech PT 360 | Kamubucuane |  | Maputo |  |  | 32.5479 | -25.9438 | 500 | 11 | 0,4 | 3Φ | 2013 | Powertech | 20801001/03 | 2426 | 45 | 2221.1378 | 204.8622 | 204862.2222 |  | 41 | 121.3 | 121300 | 2304.7 | 2.222% | 51.2156 | 256.0778 | 2169.9222
10141103 | MS | MINISUBESTAÇÃO | PT 314R | MINISUBESTAÇÃO MARCA:Freestate Transformers PT 314R | Guava |  | Maputo |  |  | 32,6084638 | -25,7400608 | 315 | 33 | 0,4 | 3Φ | 2013 | Freestate Transformers | TB1306083 | 3638 | 45 | 3330.7911 | 307.2089 | 307208.8889 |  | 41 | 181.9 | 181900 | 3456.1 | 2.222% | 76.8022 | 384.0111 | 3253.9889
10141103 | MS | MINISUBESTAÇÃO | AGXX/PTS0053 | MINISUBESTAÇÃO MARCA:EFACEC AGXX/PTS0053 AGXX/PTS0053 | Soger INAR | AGXX/PTS0053 | DA CIDADE DE XAI-XAI | Gaza |  | 25º 01.951 | 033º 38.074 | 400 | 11 | 0.4 | 3 | 2013 | EFACEC | 20759902/02 | 2426 | 45 | 2221.1378 | 204.8622 | 204862.2222 |  | 41 | 121.3 | 121300 | 2304.7 | 2.222% | 51.2156 | 256.0778 | 2169.9222
10141103 | MS | MINISUBESTAÇÃO |  | MINISUBESTAÇÃO MARCA:POWERTECH MOCUBA |  | MOCUBA | MOCUBA |  |  | S16 50 17.91 | E036 59 04.18 | 200 | 33 | 0.4 | 3 | 2013 | POWERTECH | 20793502/01 | 3638 | 45 | 3330.7911 | 307.2089 | 307208.8889 |  | 41 | 181.9 | 181900 | 3456.1 | 2.222% | 76.8022 | 384.0111 | 3253.9889
10141103 | GMT | TRANSFORMADOR |  | TRANSFORMADOR MARCA:TM TETE-SUB | TETE | TETE-SUB | TETE | AV LIBERD |  | 561561.275 | 8214984.762 | 315 | 11 | 0.4 | 3 | 2013 | TM | 895393 | 840 | 45 | 769.0667 | 70.9333 | 70933.3333 |  | 41 | 42 | 42000 | 798 | 2.222% | 17.7333 | 88.6667 | 751.3333
10141103 | GMT | TRANSFORMADOR |  | TRANSFORMADOR MARCA:TM TETE-SUB | TETE | TETE-SUB | TETE | KUNAMIZANA |  | 562698.009 | 8211593.981 | 250 | 33 | 0.4 | 3 | 2013 | TM | 130708 | 991 | 45 | 907.3156 | 83.6844 | 83684.4444 |  | 41 | 49.55 | 49550 | 941.45 | 2.222% | 20.9211 | 104.6056 | 886.3944
10141103 | GMT | TRANSFORMADOR |  | TRANSFORMADOR MARCA:TM MATAMBO-SUB | TETE | MATAMBO-SUB | TETE | KWACHENA-1 |  | 561623.157 | 8213486.108 | 250 | 33 | 0.4 | 3 | 2013 | TM | 1307066 | 991 | 45 | 907.3156 | 83.6844 | 83684.4444 |  | 41 | 49.55 | 49550 | 941.45 | 2.222% | 20.9211 | 104.6056 | 886.3944
10141103 | GMT | TRANSFORMADOR |  | TRANSFORMADOR MARCA:TM MATAMBO-SUB | TETE | MATAMBO-SUB | TETE | CHIRINGA |  | 549831.736 | 8220276.026 | 50 | 33 | 0.4 | 3 | 2013 | TM | 916113 | 643 | 45 | 588.7022 | 54.2978 | 54297.7778 |  | 41 | 32.15 | 32150 | 610.85 | 2.222% | 13.5744 | 67.8722 | 575.1278
10141103 | GMT | TRANSFORMADOR |  | TRANSFORMADOR MARCA:TM TETE-SUB | TETE | TETE-SUB | TETE | ENGEMATE |  | 561529.37 | 8212024.615 | 315 | 33 | 0.4 | 3 | 2013 | TM | 920499 | 1039 | 45 | 951.2622 | 87.7378 | 87737.7778 |  | 41 | 51.95 | 51950 | 987.05 | 2.222% | 21.9344 | 109.6722 | 929.3278
10141103 | GMT | TRANSFORMADOR |  | TRANSFORMADOR MARCA:TM TETE-SUB | TETE | TETE-SUB | TETE | NHAMIZI |  | 561578.809 | 8211125.895 | 500 | 33 | 0.4 | 3 | 2013 | TM | 873984 | 1200 | 45 | 1098.6667 | 101.3333 | 101333.3333 |  | 41 | 60 | 60000 | 1140 | 2.222% | 25.3333 | 126.6667 | 1073.3333
10141103 | GMT | TRANSFORMADOR |  | TRANSFORMADOR MARCA:TM MATAMBO-SUB | TETE | MATAMBO-SUB | TETE | CAMBUZI |  | 560703.544 | 8212418.179 | 250 | 33 | 0.4 | 3 | 2013 | TM | 904811 | 991 | 45 | 907.3156 | 83.6844 | 83684.4444 |  | 41 | 49.55 | 49550 | 941.45 | 2.222% | 20.9211 | 104.6056 | 886.3944
10141103 | GMT | TRANSFORMADOR |  | TRANSFORMADOR MARCA:OZGUNEY SE MOVEL | TETE | SE MOVEL | TETE | NSONYA |  | 563612.498 | 8215268.542 | 250 | 33 | 0.4 | 3 | 2013 | OZGUNEY | 979632 | 991 | 45 | 907.3156 | 83.6844 | 83684.4444 |  | 41 | 49.55 | 49550 | 941.45 | 2.222% | 20.9211 | 104.6056 | 886.3944
10141103 | GMT | TRANSFORMADOR |  | TRANSFORMADOR MARCA:TM SE MOVEL | TETE | SE MOVEL | TETE | ZACARIAS DISSE -1 |  | 563503.903 | 8215949.512 | 315 | 33 | 0.4 | 3 | 2013 | TM | 674218 | 1039 | 45 | 951.2622 | 87.7378 | 87737.7778 |  | 41 | 51.95 | 51950 | 987.05 | 2.222% | 21.9344 | 109.6722 | 929.3278
10141103 | GMT | TRANSFORMADOR |  | TRANSFORMADOR MARCA:TM SE-TETE | TETE | SE-TETE | TETE | FOMENTO-LIX |  | 566347.507 | 8214222.616 | 315 | 33 | 0.4 | 3 | 2013 | TM | 920913 | 1039 | 45 | 951.2622 | 87.7378 | 87737.7778 |  | 41 | 51.95 | 51950 | 987.05 | 2.222% | 21.9344 | 109.6722 | 929.3278
10141103 | GMT | TRANSFORMADOR |  | TRANSFORMADOR MARCA:EFACEC SE-MOVEL | TETE | SE-MOVEL | TETE | PMA |  | 566790.528 | 8215372.083 | 250 | 33 | 0.4 | 3 | 2013 | EFACEC | K010842.05 | 991 | 45 | 907.3156 | 83.6844 | 83684.4444 |  | 41 | 49.55 | 49550 | 941.45 | 2.222% | 20.9211 | 104.6056 | 886.3944
10141103 | GMT | TRANSFORMADOR |  | TRANSFORMADOR MARCA:TM SE-TETE | TETE | SE-TETE | TETE | M.MUTHEMBA |  | 562236.283 | 8210810.158 | 250 | 33 | 0.4 | 3 | 2013 | TM | 904929 | 991 | 45 | 907.3156 | 83.6844 | 83684.4444 |  | 41 | 49.55 | 49550 | 941.45 | 2.222% | 20.9211 | 104.6056 | 886.3944
10141103 | GMT | TRANSFORMADOR |  | TRANSFORMADOR MARCA:TM SE-MOVEL | TETE | SE-MOVEL | TETE | CHINGODZI |  | 567038.056 | 8215056.500 | 200 | 33 | 0.4 | 3 | 2013 | TM | 967322 | 991 | 45 | 907.3156 | 83.6844 | 83684.4444 |  | 41 | 49.55 | 49550 | 941.45 | 2.222% | 20.9211 | 104.6056 | 886.3944
10141103 | GMT | TRANSFORMADOR |  | TRANSFORMADOR MARCA:TM SE-MOVEL | TETE | SE-MOVEL | MOATIZE | CHIMAMBE |  | 557987.024 | 8231998.429 | 50 | 33 | 0.4 | 3 | 2013 | TM | 916512 | 643 | 45 | 588.7022 | 54.2978 | 54297.7778 |  | 41 | 32.15 | 32150 | 610.85 | 2.222% | 13.5744 | 67.8722 | 575.1278
10141103 | GMT | TRANSFORMADOR | 148 | TRANSFORMADOR MARCA: 148 |  |  | Nampula | Muriaze |  | 15°18'18.120" | 39°18'29.503" | 160 | 33 | 400V | 3 | 2013 |  |  | 991 | 45 | 907.3156 | 83.6844 | 83684.4444 |  | 41 | 49.55 | 49550 | 941.45 | 2.222% | 20.9211 | 104.6056 | 886.3944
10141103 | GMT | TRANSFORMADOR | 165 | TRANSFORMADOR MARCA: 165 |  |  | Nampula | BAIRRO DE MURRAPANIUA AREAL |  | 15°5'29.656" | 39°14'15.395" | 315 | 33 | 400V | 3 | 2013 |  |  | 1039 | 45 | 951.2622 | 87.7378 | 87737.7778 |  | 41 | 51.95 | 51950 | 987.05 | 2.222% | 21.9344 | 109.6722 | 929.3278
10141103 | GMT | TRANSFORMADOR | 168 | TRANSFORMADOR MARCA: 168 |  |  | Nampula | BAIRRO DE MARRERE ZONA DO CAMPO MUNICIPAL |  | 15°6'39.717" | 39°12'26.855" | 100 | 33 | 400V | 3 | 2013 |  |  | 763 | 45 | 698.5689 | 64.4311 | 64431.1111 |  | 41 | 38.15 | 38150 | 724.85 | 2.222% | 16.1078 | 80.5389 | 682.4611
10141103 | GMT | TRANSFORMADOR | 169 | TRANSFORMADOR MARCA: 169 |  |  | Nampula | BAIRRO DE MARRERE |  | 15°4'17.192" | 39°50'23.584" | 200 | 33 | 400V | 3 | 2013 |  |  | 991 | 45 | 907.3156 | 83.6844 | 83684.4444 |  | 41 | 49.55 | 49550 | 941.45 | 2.222% | 20.9211 | 104.6056 | 886.3944
10141103 | GMT | TRANSFORMADOR | 201 | TRANSFORMADOR MARCA: 201 |  |  | Nampula | BAIRRO DE MUHALA BELENENSES-ENTRADA PRÉDIO LOPES |  | 14°38'23.470" | 39°16'10.056" | 315 | 11 | 400V | 3 | 2013 |  |  | 840 | 45 | 769.0667 | 70.9333 | 70933.3333 |  | 41 | 42 | 42000 | 798 | 2.222% | 17.7333 | 88.6667 | 751.3333
10141103 | GMT | TRANSFORMADOR | 202 | TRANSFORMADOR MARCA: 202 |  |  | Nampula | MUAHIVIRE EXPANSÃO , MERCADO NAMITECA |  | 15°8'59.063" | 39°15'48.784" | 200 | 33 | 400V | 3 | 2013 |  |  | 991 | 45 | 907.3156 | 83.6844 | 83684.4444 |  | 41 | 49.55 | 49550 | 941.45 | 2.222% | 20.9211 | 104.6056 | 886.3944
10141103 | GMT | TRANSFORMADOR | 205 | TRANSFORMADOR MARCA: 205 |  |  | Nampula | BAIRRO DE CARRUPEIA- ESCOLA SECCUNDÁRIA DE NAMICOPO |  | 15°6'39.304" | 39°16'14.677" | 315 | 11 | 400V | 3 | 2013 |  |  | 840 | 45 | 769.0667 | 70.9333 | 70933.3333 |  | 41 | 42 | 42000 | 798 | 2.222% | 17.7333 | 88.6667 | 751.3333
10141103 | GMT | TRANSFORMADOR | 207 | TRANSFORMADOR MARCA: 207 |  |  | Nampula | RUA DOS SEM MEDO |  | 15°7'9.463" | 39°15'1.575" | 200 | 33 | 400V | 3 | 2013 |  |  | 991 | 45 | 907.3156 | 83.6844 | 83684.4444 |  | 41 | 49.55 | 49550 | 941.45 | 2.222% | 20.9211 | 104.6056 | 886.3944
10141103 | GMT | TRANSFORMADOR | 209 | TRANSFORMADOR MARCA: 209 |  |  | Nampula | MUAHIVIRE EXPANSÃO , ATRAS DA SERRA DA MESA |  | 15°8'25.319" | 39°17'2.091" | 100 | 33 | 400V | 3 | 2013 |  |  | 763 | 45 | 698.5689 | 64.4311 | 64431.1111 |  | 41 | 38.15 | 38150 | 724.85 | 2.222% | 16.1078 | 80.5389 | 682.4611
10141103 | GMT | TRANSFORMADOR | 211 | TRANSFORMADOR MARCA: 211 |  |  | Nampula | MUAHIVIRE EXPANSÃO- ESCOLA DE MUECANE |  | 15º 8' 21.13" S | -39º -16' -28.712" W | 315 | 11 | 400V | 3 | 2013 |  |  | 840 | 45 | 769.0667 | 70.9333 | 70933.3333 |  | 41 | 42 | 42000 | 798 | 2.222% | 17.7333 | 88.6667 | 751.3333
10141103 | GMT | TRANSFORMADOR | 220 | TRANSFORMADOR MARCA: 220 |  |  | Nampula | BAIRRO DE NAMICOPO- MERCADO SOUSA |  | 15º 6' 2.386" S | -39º -16' -22.972" W | 200 | 11 | 400V | 3 | 2013 |  |  | 572 | 45 | 523.6978 | 48.3022 | 48302.2222 |  | 41 | 28.6 | 28600 | 543.4 | 2.222% | 12.0756 | 60.3778 | 511.6222
10141103 | GMT | TRANSFORMADOR | 222 | TRANSFORMADOR MARCA: 222 |  |  | Nampula | BAIRRO DE NAMICOPO- NO POSTO ADMINISTRATIVO DE NAMICOPO |  | 15º 5' 15.059" S | -39º -16' -25.056" W | 250 | 11 | 400V | 3 | 2013 |  |  | 840 | 45 | 769.0667 | 70.9333 | 70933.3333 |  | 41 | 42 | 42000 | 798 | 2.222% | 17.7333 | 88.6667 | 751.3333
10141103 | GMT | TRANSFORMADOR | PTS 5001 | TRANSFORMADOR MARCA: CUAMBA PTS 5001 |  | CUAMBA | MECULA | Mecula Sede Escritorio |  | 12º 6' 45.097" S | -37º -40' -20.308" W | 200 | 33KV | 400V | 3 | 2013 |  |  | 991 | 45 | 907.3156 | 83.6844 | 83684.4444 |  | 41 | 49.55 | 49550 | 941.45 | 2.222% | 20.9211 | 104.6056 | 886.3944
10141103 | GMT | TRANSFORMADOR | PTS 5002 | TRANSFORMADOR MARCA: CUAMBA PTS 5002 |  | CUAMBA | MECULA | Mecula Sede Administ. |  | 12º 6' 51.556" S | -37º -39' -56.098" W | 200 | 33KV | 400V | 3 | 2013 |  |  | 991 | 45 | 907.3156 | 83.6844 | 83684.4444 |  | 41 | 49.55 | 49550 | 941.45 | 2.222% | 20.9211 | 104.6056 | 886.3944
10141103 | GMT | TRANSFORMADOR | PTS 5003 | TRANSFORMADOR MARCA: CUAMBA PTS 5003 |  | CUAMBA | MECULA | Quinta |  | 12º 7' 39.031" S | -37º -40' -13.988" W | 50 | 33KV | 400V | 3 | 2013 |  |  | 643 | 45 | 588.7022 | 54.2978 | 54297.7778 |  | 41 | 32.15 | 32150 | 610.85 | 2.222% | 13.5744 | 67.8722 | 575.1278
10141103 | GMT | TRANSFORMADOR | PTS 5004 | TRANSFORMADOR MARCA: CUAMBA PTS 5004 |  | CUAMBA | MECULA | Bairro Junta |  | 12º 8' 14.251" S | -37º -40' -21.422" W | 160 | 33KV | 400V | 3 | 2013 |  |  | 991 | 45 | 907.3156 | 83.6844 | 83684.4444 |  | 41 | 49.55 | 49550 | 941.45 | 2.222% | 20.9211 | 104.6056 | 886.3944
10141103 | GMT | TRANSFORMADOR | PTS 5005 | TRANSFORMADOR MARCA: CUAMBA PTS 5005 |  | CUAMBA | MECULA | Bairro Luchengo |  | 12º 10' 48.583" S | -37º -40' -26.148" W | 50 | 33KV | 400V | 3 | 2013 |  |  | 643 | 45 | 588.7022 | 54.2978 | 54297.7778 |  | 41 | 32.15 | 32150 | 610.85 | 2.222% | 13.5744 | 67.8722 | 575.1278
10141103 | GMT | TRANSFORMADOR | PTS 5006 | TRANSFORMADOR MARCA: CUAMBA PTS 5006 |  | CUAMBA | MECULA | Bairro Ntimbo |  | 12º 13' 49.992" S | -37º -40' -3.406" W | 50 | 33KV | 400V | 3 | 2013 |  |  | 643 | 45 | 588.7022 | 54.2978 | 54297.7778 |  | 41 | 32.15 | 32150 | 610.85 | 2.222% | 13.5744 | 67.8722 | 575.1278
10141103 | GMT | TRANSFORMADOR | PTS 5007 | TRANSFORMADOR MARCA: CUAMBA PTS 5007 |  | CUAMBA | MECULA | Bairro Lugenda |  | 12º 27' 35.608" S | -37º -39' -41.211" W | 200 | 33KV | 400V | 3 | 2013 |  |  | 991 | 45 | 907.3156 | 83.6844 | 83684.4444 |  | 41 | 49.55 | 49550 | 941.45 | 2.222% | 20.9211 | 104.6056 | 886.3944
10141103 | GMT | TRANSFORMADOR | PTS 6002 | TRANSFORMADOR MARCA: CUAMBA PTS 6002 |  | CUAMBA | MARRUPA | Perto Mercado |  | 13º 11' 25.888" S | -37º -30' -10.456" W | 315 | 33KV | 400V | 3 | 2013 |  |  | 1039 | 45 | 951.2622 | 87.7378 | 87737.7778 |  | 41 | 51.95 | 51950 | 987.05 | 2.222% | 21.9344 | 109.6722 | 929.3278
10141103 | GMT | TRANSFORMADOR | PTS 6005 | TRANSFORMADOR MARCA: CUAMBA PTS 6005 |  | CUAMBA | MARRUPA | Manlia |  | 13º 11' 24.733" S | -37º -30' -52.511" W | 100 | 33KV | 400V | 3 | 2013 |  |  | 763 | 45 | 698.5689 | 64.4311 | 64431.1111 |  | 41 | 38.15 | 38150 | 724.85 | 2.222% | 16.1078 | 80.5389 | 682.4611
10141103 | GMT | TRANSFORMADOR | PTS 6006 | TRANSFORMADOR MARCA: CUAMBA PTS 6006 |  | CUAMBA | MARRUPA | Pringilane |  | 13º 5' 5.399" S | -37º -35' -59.895" W | 160 | 33KV | 400V | 3 | 2013 |  |  | 991 | 45 | 907.3156 | 83.6844 | 83684.4444 |  | 41 | 49.55 | 49550 | 941.45 | 2.222% | 20.9211 | 104.6056 | 886.3944
10141103 | GMT | TRANSFORMADOR | PTS 6007 | TRANSFORMADOR MARCA: CUAMBA PTS 6007 |  | CUAMBA | MARRUPA | Telewe |  | 13º 2' 6.493" S | -37º -37' -5.364" W | 50 | 33KV | 400V | 3 | 2013 |  |  | 643 | 45 | 588.7022 | 54.2978 | 54297.7778 |  | 41 | 32.15 | 32150 | 610.85 | 2.222% | 13.5744 | 67.8722 | 575.1278
10141103 | GMT | TRANSFORMADOR | PTS 6008 | TRANSFORMADOR MARCA: CUAMBA PTS 6008 |  | CUAMBA | MARRUPA | Chirimba |  | 12º 57' 8.943" S | -37º -39' -49.573" W | 50 | 33KV | 400V | 3 | 2013 |  |  | 643 | 45 | 588.7022 | 54.2978 | 54297.7778 |  | 41 | 32.15 | 32150 | 610.85 | 2.222% | 13.5744 | 67.8722 | 575.1278
10141103 | GMT | TRANSFORMADOR | PTS 6009 | TRANSFORMADOR MARCA: CUAMBA PTS 6009 |  | CUAMBA | MARRUPA | Marrangira |  | 12º 53' 4.791" S | -37º -41' -21.37" W | 160 | 33KV | 400V | 3 | 2013 |  |  | 991 | 45 | 907.3156 | 83.6844 | 83684.4444 |  | 41 | 49.55 | 49550 | 941.45 | 2.222% | 20.9211 | 104.6056 | 886.3944
10141103 | GMT | TRANSFORMADOR | PTS 6010 | TRANSFORMADOR MARCA: CUAMBA PTS 6010 |  | CUAMBA | MARRUPA | Cumela |  | 12º 44' 25.518" S | -37º -43' -15.789" W | 50 | 33KV | 400V | 3 | 2013 |  |  | 643 | 45 | 588.7022 | 54.2978 | 54297.7778 |  | 41 | 32.15 | 32150 | 610.85 | 2.222% | 13.5744 | 67.8722 | 575.1278
10141103 | GMT | TRANSFORMADOR | PTS 6011 | TRANSFORMADOR MARCA: CUAMBA PTS 6011 |  | CUAMBA | MARRUPA | Naiagem |  | 13º 12' 17.273" S | -37º -29' -53.602" W | 100 | 33KV | 400V | 3 | 2013 |  |  | 763 | 45 | 698.5689 | 64.4311 | 64431.1111 |  | 41 | 38.15 | 38150 | 724.85 | 2.222% | 16.1078 | 80.5389 | 682.4611
10141103 | GMT | TRANSFORMADOR | PTS 6012 | TRANSFORMADOR MARCA: CUAMBA PTS 6012 |  | CUAMBA | MARRUPA | Nungo- |  | 13º 23' 52.459" S | -37º -44' -16.621" W | 315 | 33KV | 400V | 3 | 2013 |  |  | 1039 | 45 | 951.2622 | 87.7378 | 87737.7778 |  | 41 | 51.95 | 51950 | 987.05 | 2.222% | 21.9344 | 109.6722 | 929.3278
10141103 | GMT | TRANSFORMADOR | PTS 6013 | TRANSFORMADOR MARCA: CUAMBA PTS 6013 |  | CUAMBA | MARRUPA | Manhula- |  | 13º 16' 57.821" S | -37º -38' -46.461" W | 100 | 33KV | 400V | 3 | 2013 |  |  | 763 | 45 | 698.5689 | 64.4311 | 64431.1111 |  | 41 | 38.15 | 38150 | 724.85 | 2.222% | 16.1078 | 80.5389 | 682.4611
10141103 | GMT | TRANSFORMADOR |  | TRANSFORMADOR MARCA:SEA Indoor Substation 3 | SOFALA | Indoor Substation 3 | Beira | Chipangara | n/a | S 19°50'9,66" | E 034°50'27,09" | 5000 | 22 | 6.6 | 3 | 2013 | SEA | 105177 | 20419 | 45 | 18694.7289 | 1724.2711 | 1724271.1111 |  | 41 | 1020.95 | 1020950 | 19398.05 | 2.222% | 431.0678 | 2155.3389 | 18263.6611
10141103 | GMT | TRANSFORMADOR |  | TRANSFORMADOR MARCA:SEA Indoor Substation 4 | SOFALA | Indoor Substation 4 | Beira | Munhava | n/a | S 19°50'51,59" | E 034°52'37,1" | 5000 | 22 | 6.6 | 3 | 2013 | SEA | 105178 | 20419 | 45 | 18694.7289 | 1724.2711 | 1724271.1111 |  | 41 | 1020.95 | 1020950 | 19398.05 | 2.222% | 431.0678 | 2155.3389 | 18263.6611
10141103 | GMT | TRANSFORMADOR | PT1 | TRANSFORMADOR MARCA:TM PT1 PT1 | Estrada Nacional nº 6 Tica 1 | PT1 | NHAMATANDA | SOFALA | n/a | 627465.5 | 7868801.4 | 160 | 22 | 0.4 | 3 | 2013 | TM |  | 572 | 45 | 523.6978 | 48.3022 | 48302.2222 |  | 41 | 28.6 | 28600 | 543.4 | 2.222% | 12.0756 | 60.3778 | 511.6222
10141103 | GMT | TRANSFORMADOR | PTS 131 | TRANSFORMADOR MARCA:Free State Transformers PTS 131 PTS 131 |  | PTS 131 | Maputo City |  | Da Zambia |  |  | 500 | 11 | 0.4 | 3Ø | 2013 | Free State Transformers | TP 1306037 | 1016 | 45 | 930.2044 | 85.7956 | 85795.5556 |  | 41 | 50.8 | 50800 | 965.2 | 2.222% | 21.4489 | 107.2444 | 908.7556
10141103 | GMT | TRANSFORMADOR | PTS 11R | TRANSFORMADOR MARCA:Transformadores de Mocambique PTS 11R PTS 11R |  | PTS 11R | Maxaquene |  |  |  |  | 315 | 33 | 0.4 | 3Ø | 2013 | Transformadores de Mocambique | 895576 | 1039 | 45 | 951.2622 | 87.7378 | 87737.7778 |  | 41 | 51.95 | 51950 | 987.05 | 2.222% | 21.9344 | 109.6722 | 929.3278
10141103 | GMT | TRANSFORMADOR | PT 138 | TRANSFORMADOR MARCA:Alstom PT 138 | Mashava |  | Maputo |  |  | 32,4941247 | -25,9205767 | 315 | 33 | 0,4 | 3Φ | 2013 | Alstom | 33324/03/004 | 1039 | 45 | 951.2622 | 87.7378 | 87737.7778 |  | 41 | 51.95 | 51950 | 987.05 | 2.222% | 21.9344 | 109.6722 | 929.3278
10141103 | GMT | TRANSFORMADOR | PT 03 RH | TRANSFORMADOR MARCA:Powertech PT 03 RH | Maxixe |  | Inhambane |  |  | 32,3471932 | -23,8616956 | 315 | 6.6 | 0,4 | 3Φ | 2013 | Powertech | 20801201/04 | 840 | 45 | 769.0667 | 70.9333 | 70933.3333 |  | 41 | 42 | 42000 | 798 | 2.222% | 17.7333 | 88.6667 | 751.3333
10141103 | GMT | TRANSFORMADOR | PT 01 RH | TRANSFORMADOR MARCA: PT 01 RH | Maxixe |  | Inhambane |  |  | 32,3460822 | -23,8688736 | 315 | 6.6 | ? | 3Φ | 2013 |  |  | 840 | 45 | 769.0667 | 70.9333 | 70933.3333 |  | 41 | 42 | 42000 | 798 | 2.222% | 17.7333 | 88.6667 | 751.3333
10141103 | GMT | TRANSFORMADOR | 148 | TRANSFORMADOR MARCA:Power Tech 148 |  |  | Nampula | Muriaze |  | 15°18'18.120" | 39°18'29.503" | 160 | 33 | 400V | 3 | 2013 | Power Tech | 10699502/06 | 991 | 45 | 907.3156 | 83.6844 | 83684.4444 |  | 41 | 49.55 | 49550 | 941.45 | 2.222% | 20.9211 | 104.6056 | 886.3944
10141103 | GMT | TRANSFORMADOR | 165 | TRANSFORMADOR MARCA:Fuji Tusco 165 |  |  | Nampula | BAIRRO DE MURRAPANIUA AREAL |  | 15°5'29.656" | 39°14'15.395" | 315 | 33 | 400V | 3 | 2013 | Fuji Tusco | 591313 | 1039 | 45 | 951.2622 | 87.7378 | 87737.7778 |  | 41 | 51.95 | 51950 | 987.05 | 2.222% | 21.9344 | 109.6722 | 929.3278
10141103 | GMT | TRANSFORMADOR | 168 | TRANSFORMADOR MARCA:Fuji Tusco 168 |  |  | Nampula | BAIRRO DE MARRERE ZONA DO CAMPO MUNICIPAL |  | 15°6'39.717" | 39°12'26.855" | 100 | 33 | 400V | 3 | 2013 | Fuji Tusco | 651024 | 763 | 45 | 698.5689 | 64.4311 | 64431.1111 |  | 41 | 38.15 | 38150 | 724.85 | 2.222% | 16.1078 | 80.5389 | 682.4611
10141103 | GMT | TRANSFORMADOR | 169 | TRANSFORMADOR MARCA:Fuji Tusco 169 |  |  | Nampula | BAIRRO DE MARRERE |  | 15°4'17.192" | 39°50'23.584" | 200 | 33 | 400V | 3 | 2013 | Fuji Tusco | 11325 | 991 | 45 | 907.3156 | 83.6844 | 83684.4444 |  | 41 | 49.55 | 49550 | 941.45 | 2.222% | 20.9211 | 104.6056 | 886.3944
10141103 | GMT | TRANSFORMADOR | 201 | TRANSFORMADOR MARCA:ASTOR 201 |  |  | Nampula | BAIRRO DE MUHALA BELENENSES-ENTRADA PRÉDIO LOPES |  | 14°38'23.470" | 39°16'10.056" | 315 | 11 | 400V | 3 | 2013 | ASTOR | 17-13499 | 840 | 45 | 769.0667 | 70.9333 | 70933.3333 |  | 41 | 42 | 42000 | 798 | 2.222% | 17.7333 | 88.6667 | 751.3333
10141103 | GMT | TRANSFORMADOR | 202 | TRANSFORMADOR MARCA:EFACEC 202 |  |  | Nampula | MUAHIVIRE EXPANSÃO , MERCADO NAMITECA |  | 15°8'59.063" | 39°15'48.784" | 200 | 33 | 400V | 3 | 2013 | EFACEC | F,000732,01 | 991 | 45 | 907.3156 | 83.6844 | 83684.4444 |  | 41 | 49.55 | 49550 | 941.45 | 2.222% | 20.9211 | 104.6056 | 886.3944
10141103 | GMT | TRANSFORMADOR | 205 | TRANSFORMADOR MARCA:Power Tech 205 |  |  | Nampula | BAIRRO DE CARRUPEIA- ESCOLA SECCUNDÁRIA DE NAMICOPO |  | 15°6'39.304" | 39°16'14.677" | 315 | 11 | 400V | 3 | 2013 | Power Tech | 10828901/03 | 840 | 45 | 769.0667 | 70.9333 | 70933.3333 |  | 41 | 42 | 42000 | 798 | 2.222% | 17.7333 | 88.6667 | 751.3333
10141103 | GMT | TRANSFORMADOR | 207 | TRANSFORMADOR MARCA:Power Tech 207 |  |  | Nampula | RUA DOS SEM MEDO |  | 15°7'9.463" | 39°15'1.575" | 200 | 33 | 400V | 3 | 2013 | Power Tech | 20954301/05 | 991 | 45 | 907.3156 | 83.6844 | 83684.4444 |  | 41 | 49.55 | 49550 | 941.45 | 2.222% | 20.9211 | 104.6056 | 886.3944
10141103 | GMT | TRANSFORMADOR | 209 | TRANSFORMADOR MARCA:Power Tech 209 |  |  | Nampula | MUAHIVIRE EXPANSÃO , ATRAS DA SERRA DA MESA |  | 15°8'25.319" | 39°17'2.091" | 100 | 33 | 400V | 3 | 2013 | Power Tech | 1086501/02 | 763 | 45 | 698.5689 | 64.4311 | 64431.1111 |  | 41 | 38.15 | 38150 | 724.85 | 2.222% | 16.1078 | 80.5389 | 682.4611
10141103 | GMT | TRANSFORMADOR | 211 | TRANSFORMADOR MARCA:EFACEC 211 |  |  | Nampula | MUAHIVIRE EXPANSÃO- ESCOLA DE MUECANE |  | 15º 8' 21.13" S | -39º -16' -28.712" W | 315 | 11 | 400V | 3 | 2013 | EFACEC | 122281 | 840 | 45 | 769.0667 | 70.9333 | 70933.3333 |  | 41 | 42 | 42000 | 798 | 2.222% | 17.7333 | 88.6667 | 751.3333
10141103 | GMT | TRANSFORMADOR | 220 | TRANSFORMADOR MARCA:Power Tech 220 |  |  | Nampula | BAIRRO DE NAMICOPO- MERCADO SOUSA |  | 15º 6' 2.386" S | -39º -16' -22.972" W | 200 | 11 | 400V | 3 | 2013 | Power Tech | 10866501/04 | 572 | 45 | 523.6978 | 48.3022 | 48302.2222 |  | 41 | 28.6 | 28600 | 543.4 | 2.222% | 12.0756 | 60.3778 | 511.6222
10141103 | GMT | TRANSFORMADOR | 222 | TRANSFORMADOR MARCA:PowerTach 222 |  |  | Nampula | BAIRRO DE NAMICOPO- NO POSTO ADMINISTRATIVO DE NAMICOPO |  | 15º 5' 15.059" S | -39º -16' -25.056" W | 250 | 11 | 400V | 3 | 2013 | PowerTach | 109939270/03 | 840 | 45 | 769.0667 | 70.9333 | 70933.3333 |  | 41 | 42 | 42000 | 798 | 2.222% | 17.7333 | 88.6667 | 751.3333
10141103 | GMT | TRANSFORMADOR | PTS 5001 | TRANSFORMADOR MARCA:Tra. Moca. CUAMBA PTS 5001 |  | CUAMBA | MECULA | Mecula Sede Escritorio |  | 12º 6' 45.097" S | -37º -40' -20.308" W | 200 | 33KV | 400V | 3 | 2013 | Tra. Moca. | BT1306093 | 991 | 45 | 907.3156 | 83.6844 | 83684.4444 |  | 41 | 49.55 | 49550 | 941.45 | 2.222% | 20.9211 | 104.6056 | 886.3944
10141103 | GMT | TRANSFORMADOR | PTS 5002 | TRANSFORMADOR MARCA:Tra. Moca. CUAMBA PTS 5002 |  | CUAMBA | MECULA | Mecula Sede Administ. |  | 12º 6' 51.556" S | -37º -39' -56.098" W | 200 | 33KV | 400V | 3 | 2013 | Tra. Moca. | 895617 | 991 | 45 | 907.3156 | 83.6844 | 83684.4444 |  | 41 | 49.55 | 49550 | 941.45 | 2.222% | 20.9211 | 104.6056 | 886.3944
10141103 | GMT | TRANSFORMADOR | PTS 5003 | TRANSFORMADOR MARCA:Tra. Moca. CUAMBA PTS 5003 |  | CUAMBA | MECULA | Quinta |  | 12º 7' 39.031" S | -37º -40' -13.988" W | 50 | 33KV | 400V | 3 | 2013 | Tra. Moca. | 895616 | 643 | 45 | 588.7022 | 54.2978 | 54297.7778 |  | 41 | 32.15 | 32150 | 610.85 | 2.222% | 13.5744 | 67.8722 | 575.1278
10141103 | GMT | TRANSFORMADOR | PTS 5004 | TRANSFORMADOR MARCA:Tra. Moca. CUAMBA PTS 5004 |  | CUAMBA | MECULA | Bairro Junta |  | 12º 8' 14.251" S | -37º -40' -21.422" W | 160 | 33KV | 400V | 3 | 2013 | Tra. Moca. | TB1306075 | 991 | 45 | 907.3156 | 83.6844 | 83684.4444 |  | 41 | 49.55 | 49550 | 941.45 | 2.222% | 20.9211 | 104.6056 | 886.3944
10141103 | GMT | TRANSFORMADOR | PTS 5005 | TRANSFORMADOR MARCA:Tra. Moca. CUAMBA PTS 5005 |  | CUAMBA | MECULA | Bairro Luchengo |  | 12º 10' 48.583" S | -37º -40' -26.148" W | 50 | 33KV | 400V | 3 | 2013 | Tra. Moca. | 899472 | 643 | 45 | 588.7022 | 54.2978 | 54297.7778 |  | 41 | 32.15 | 32150 | 610.85 | 2.222% | 13.5744 | 67.8722 | 575.1278
10141103 | GMT | TRANSFORMADOR | PTS 5006 | TRANSFORMADOR MARCA:Tra. Moca. CUAMBA PTS 5006 |  | CUAMBA | MECULA | Bairro Ntimbo |  | 12º 13' 49.992" S | -37º -40' -3.406" W | 50 | 33KV | 400V | 3 | 2013 | Tra. Moca. | 895612 | 643 | 45 | 588.7022 | 54.2978 | 54297.7778 |  | 41 | 32.15 | 32150 | 610.85 | 2.222% | 13.5744 | 67.8722 | 575.1278
10141103 | GMT | TRANSFORMADOR | PTS 5007 | TRANSFORMADOR MARCA:Tra. Moca. CUAMBA PTS 5007 |  | CUAMBA | MECULA | Bairro Lugenda |  | 12º 27' 35.608" S | -37º -39' -41.211" W | 200 | 33KV | 400V | 3 | 2013 | Tra. Moca. | 895619 | 991 | 45 | 907.3156 | 83.6844 | 83684.4444 |  | 41 | 49.55 | 49550 | 941.45 | 2.222% | 20.9211 | 104.6056 | 886.3944
10141103 | GMT | TRANSFORMADOR | PTS 6002 | TRANSFORMADOR MARCA:Acton CUAMBA PTS 6002 |  | CUAMBA | MARRUPA | Perto Mercado |  | 13º 11' 25.888" S | -37º -30' -10.456" W | 315 | 33KV | 400V | 3 | 2013 | Acton | 03242/02/006 | 1039 | 45 | 951.2622 | 87.7378 | 87737.7778 |  | 41 | 51.95 | 51950 | 987.05 | 2.222% | 21.9344 | 109.6722 | 929.3278
10141103 | GMT | TRANSFORMADOR | PTS 6005 | TRANSFORMADOR MARCA:Transf Mocamb. CUAMBA PTS 6005 |  | CUAMBA | MARRUPA | Manlia |  | 13º 11' 24.733" S | -37º -30' -52.511" W | 100 | 33KV | 400V | 3 | 2013 | Transf Mocamb. | 895487 | 763 | 45 | 698.5689 | 64.4311 | 64431.1111 |  | 41 | 38.15 | 38150 | 724.85 | 2.222% | 16.1078 | 80.5389 | 682.4611
10141103 | GMT | TRANSFORMADOR | PTS 6006 | TRANSFORMADOR MARCA:Transf Mocamb. CUAMBA PTS 6006 |  | CUAMBA | MARRUPA | Pringilane |  | 13º 5' 5.399" S | -37º -35' -59.895" W | 160 | 33KV | 400V | 3 | 2013 | Transf Mocamb. | TB1306078 | 991 | 45 | 907.3156 | 83.6844 | 83684.4444 |  | 41 | 49.55 | 49550 | 941.45 | 2.222% | 20.9211 | 104.6056 | 886.3944
10141103 | GMT | TRANSFORMADOR | PTS 6007 | TRANSFORMADOR MARCA:Transf Mocamb. CUAMBA PTS 6007 |  | CUAMBA | MARRUPA | Telewe |  | 13º 2' 6.493" S | -37º -37' -5.364" W | 50 | 33KV | 400V | 3 | 2013 | Transf Mocamb. | 892474 | 643 | 45 | 588.7022 | 54.2978 | 54297.7778 |  | 41 | 32.15 | 32150 | 610.85 | 2.222% | 13.5744 | 67.8722 | 575.1278
10141103 | GMT | TRANSFORMADOR | PTS 6008 | TRANSFORMADOR MARCA:Transf Mocamb. CUAMBA PTS 6008 |  | CUAMBA | MARRUPA | Chirimba |  | 12º 57' 8.943" S | -37º -39' -49.573" W | 50 | 33KV | 400V | 3 | 2013 | Transf Mocamb. | 892473 | 643 | 45 | 588.7022 | 54.2978 | 54297.7778 |  | 41 | 32.15 | 32150 | 610.85 | 2.222% | 13.5744 | 67.8722 | 575.1278
10141103 | GMT | TRANSFORMADOR | PTS 6009 | TRANSFORMADOR MARCA:Transf Mocamb. CUAMBA PTS 6009 |  | CUAMBA | MARRUPA | Marrangira |  | 12º 53' 4.791" S | -37º -41' -21.37" W | 160 | 33KV | 400V | 3 | 2013 | Transf Mocamb. | TB1306070 | 991 | 45 | 907.3156 | 83.6844 | 83684.4444 |  | 41 | 49.55 | 49550 | 941.45 | 2.222% | 20.9211 | 104.6056 | 886.3944
10141103 | GMT | TRANSFORMADOR | PTS 6010 | TRANSFORMADOR MARCA:Transf Mocamb. CUAMBA PTS 6010 |  | CUAMBA | MARRUPA | Cumela |  | 12º 44' 25.518" S | -37º -43' -15.789" W | 50 | 33KV | 400V | 3 | 2013 | Transf Mocamb. | 892471 | 643 | 45 | 588.7022 | 54.2978 | 54297.7778 |  | 41 | 32.15 | 32150 | 610.85 | 2.222% | 13.5744 | 67.8722 | 575.1278
10141103 | GMT | TRANSFORMADOR | PTS 6011 | TRANSFORMADOR MARCA:Transf Mocamb. CUAMBA PTS 6011 |  | CUAMBA | MARRUPA | Naiagem |  | 13º 12' 17.273" S | -37º -29' -53.602" W | 100 | 33KV | 400V | 3 | 2013 | Transf Mocamb. | 892478 | 763 | 45 | 698.5689 | 64.4311 | 64431.1111 |  | 41 | 38.15 | 38150 | 724.85 | 2.222% | 16.1078 | 80.5389 | 682.4611
10141103 | GMT | TRANSFORMADOR | PTS 6012 | TRANSFORMADOR MARCA:Beta CUAMBA PTS 6012 |  | CUAMBA | MARRUPA | Nungo- |  | 13º 23' 52.459" S | -37º -44' -16.621" W | 315 | 33KV | 400V | 3 | 2013 | Beta | 21311254 | 1039 | 45 | 951.2622 | 87.7378 | 87737.7778 |  | 41 | 51.95 | 51950 | 987.05 | 2.222% | 21.9344 | 109.6722 | 929.3278
10141103 | GMT | TRANSFORMADOR | PTS 6013 | TRANSFORMADOR MARCA:Beta CUAMBA PTS 6013 |  | CUAMBA | MARRUPA | Manhula- |  | 13º 16' 57.821" S | -37º -38' -46.461" W | 100 | 33KV | 400V | 3 | 2013 | Beta | 26/62.06700 | 763 | 45 | 698.5689 | 64.4311 | 64431.1111 |  | 41 | 38.15 | 38150 | 724.85 | 2.222% | 16.1078 | 80.5389 | 682.4611
10141103 | GMT | TRANSFORMADOR |  | TRANSFORMADOR MARCA:TDM* PTS 1021 |  | PTS 1021 | MOCUBA |  |  | S16 50 25.95 | E036 58 51.08 | 315 | 11 | 0,4 | 3 | 2013 | TDM* | 998861 | 840 | 45 | 769.0667 | 70.9333 | 70933.3333 |  | 41 | 42 | 42000 | 798 | 2.222% | 17.7333 | 88.6667 | 751.3333
10141103 | GMT | TRANSFORMADOR |  | TRANSFORMADOR MARCA:TDM* PTS 1004 |  | PTS 1004 | MOCUBA |  |  | S16 50 22.80 | E036 58 27.26 | 315 | 11 | 0,4 | 3 | 2013 | TDM* | 998853 | 840 | 45 | 769.0667 | 70.9333 | 70933.3333 |  | 41 | 42 | 42000 | 798 | 2.222% | 17.7333 | 88.6667 | 751.3333
10141103 | GMT | TRANSFORMADOR |  | TRANSFORMADOR MARCA:TDM* PTS LETICIA |  | PTS LETICIA | MOCUBA |  |  | S16 50 11.44 | E036 59 19.50 | 315 | 11 | 0,4 | 3 | 2013 | TDM* | 898064 | 840 | 45 | 769.0667 | 70.9333 | 70933.3333 |  | 41 | 42 | 42000 | 798 | 2.222% | 17.7333 | 88.6667 | 751.3333
10141103 | GMT | TRANSFORMADOR |  | TRANSFORMADOR MARCA:NV* PTS 1007 |  | PTS 1007 | MOCUBA |  |  | S16 50 25.35 | E036 59 15.38 | 315 | 11 | 0,4 | 3 | 2013 | NV* | NV* | 840 | 45 | 769.0667 | 70.9333 | 70933.3333 |  | 41 | 42 | 42000 | 798 | 2.222% | 17.7333 | 88.6667 | 751.3333
10141103 | GMT | TRANSFORMADOR |  | TRANSFORMADOR MARCA:TDM* PTS CINE NINGOEH |  | PTS CINE NINGOEH | MOCUBA |  |  | S16 50 34.06 | E036 59 58.84 | 315 | 11 | 0,4 | 3 | 2013 | TDM* | 998065 | 840 | 45 | 769.0667 | 70.9333 | 70933.3333 |  | 41 | 42 | 42000 | 798 | 2.222% | 17.7333 | 88.6667 | 751.3333
10141103 | GMT | TRANSFORMADOR |  | TRANSFORMADOR MARCA:TDM* PTS 1011 |  | PTS 1011 | MOCUBA |  |  | S16 49 54.99 | E036 59 01.51 | 315 | 11 | 0,4 | 3 | 2013 | TDM* | 1386110 | 840 | 45 | 769.0667 | 70.9333 | 70933.3333 |  | 41 | 42 | 42000 | 798 | 2.222% | 17.7333 | 88.6667 | 751.3333
10141103 | GMT | TRANSFORMADOR |  | TRANSFORMADOR MARCA:TDM* PTS 1017 |  | PTS 1017 | MOCUBA |  |  | S16 50 07.65 | E036 59 05.59 | 315 | 11 | 0,4 | 3 | 2013 | TDM* | 9048168 | 840 | 45 | 769.0667 | 70.9333 | 70933.3333 |  | 41 | 42 | 42000 | 798 | 2.222% | 17.7333 | 88.6667 | 751.3333
10141103 | GMT | TRANSFORMADOR | PTS 3010 | TRANSFORMADOR MARCA:TRFR DE MOZ ALTO MOLOCUE PTS 3010 |  | ALTO MOLOCUE | ALTO MOLOCUE | IFP |  | 15°39'27.716" | 37°40'1.67" | 100 | 33KV | 400V | 3 | 2013 | TRFR DE MOZ |  | 763 | 45 | 698.5689 | 64.4311 | 64431.1111 |  | 41 | 38.15 | 38150 | 724.85 | 2.222% | 16.1078 | 80.5389 | 682.4611
10141103 | PMT | TRANSFORMADOR |  | TRANSFORMADOR MARCA:TM SE-MANJE | TETE | SE-MANJE | ULONGUE | J.MACHEL |  | 645263.560 | 8372851.063 | 50 | 33 | 0.4 | 3 | 2013 | TM | 916511 | 643 | 45 | 588.7022 | 54.2978 | 54297.7778 |  | 41 | 32.15 | 32150 | 610.85 | 2.222% | 13.5744 | 67.8722 | 575.1278
10141103 | PMT | TRANSFORMADOR |  | TRANSFORMADOR MARCA:TM SE-MANJE | TETE | SE-MANJE | ULONGUE | IMAP |  | 646092.152 | 8372099.762 | 160 | 33 | 0.4 | 3 | 2013 | TM | 895514 | 991 | 45 | 907.3156 | 83.6844 | 83684.4444 |  | 41 | 49.55 | 49550 | 941.45 | 2.222% | 20.9211 | 104.6056 | 886.3944
10141103 | PMT | TRANSFORMADOR |  | TRANSFORMADOR MARCA:TM SE-MANJE | TETE | SE-MANJE | DOMUE | MPANDULA 2 |  | 591291.324 | 8385726.434 | 100 | 33 | 0.4 | 3 | 2013 | TM | 916532 | 763 | 45 | 698.5689 | 64.4311 | 64431.1111 |  | 41 | 38.15 | 38150 | 724.85 | 2.222% | 16.1078 | 80.5389 | 682.4611
10141103 | PMT | TRANSFORMADOR |  | TRANSFORMADOR MARCA:TM SE-MATAMBO | TETE | SE-MATAMBO | CHANGARA | NVUZI |  | 542933.117 | 8174727.329 | 50 | 33 | 0.4 | 3 | 2013 | TM | 916507 | 643 | 45 | 588.7022 | 54.2978 | 54297.7778 |  | 41 | 32.15 | 32150 | 610.85 | 2.222% | 13.5744 | 67.8722 | 575.1278
10141103 | PMT | TRANSFORMADOR |  | TRANSFORMADOR MARCA:TM SE-MATAMBO | TETE | SE-MATAMBO | CHANGARA | KATSIGA |  | 541825.437 | 8173004.797 | 250 | 33 | 0.4 | 3 | 2013 | TM | 961830 | 991 | 45 | 907.3156 | 83.6844 | 83684.4444 |  | 41 | 49.55 | 49550 | 941.45 | 2.222% | 20.9211 | 104.6056 | 886.3944
10141103 | PMT | TRANSFORMADOR |  | TRANSFORMADOR MARCA:TM SE-MANJE | TETE | SE-MANJE | MACANGA | CAMBEDZA |  | 557743.495 | 8344425.485 | 100 | 33 | 0.4 | 3 | 2013 | TM | 916532 | 763 | 45 | 698.5689 | 64.4311 | 64431.1111 |  | 41 | 38.15 | 38150 | 724.85 | 2.222% | 16.1078 | 80.5389 | 682.4611
10141103 | PMT | TRANSFORMADOR |  | TRANSFORMADOR MARCA:DPM SE-MANJE | TETE | SE-MANJE | MACANGA | DJEKE |  | 538969.900 | 8336098.483 | 160 | 33 | 0.4 | 3 | 2013 | DPM | DT-301/03 | 991 | 45 | 907.3156 | 83.6844 | 83684.4444 |  | 41 | 49.55 | 49550 | 941.45 | 2.222% | 20.9211 | 104.6056 | 886.3944
10141103 | PMT | TRANSFORMADOR |  | TRANSFORMADOR MARCA:DPM SE-MANJE | TETE | SE-MANJE | MACANGA | CHILOA |  | 535864.912 | 8334974.860 | 100 | 33 | 0.4 | 3 | 2013 | DPM | DT-301/08 | 763 | 45 | 698.5689 | 64.4311 | 64431.1111 |  | 41 | 38.15 | 38150 | 724.85 | 2.222% | 16.1078 | 80.5389 | 682.4611
10141103 | PMT | TRANSFORMADOR |  | TRANSFORMADOR MARCA:DPM SE-MANJE | TETE | SE-MANJE | MACANGA | CHIWALE |  | 534443.897 | 8334433.778 | 50 | 33 | 0.4 | 3 | 2013 | DPM | DT-301/09 | 643 | 45 | 588.7022 | 54.2978 | 54297.7778 |  | 41 | 32.15 | 32150 | 610.85 | 2.222% | 13.5744 | 67.8722 | 575.1278
10141103 | PMT | TRANSFORMADOR |  | TRANSFORMADOR MARCA:DPM SE-MANJE | TETE | SE-MANJE | MACANGA | CACHERE 1 |  | 566851.447 | 8357088.785 | 100 | 33 | 0.4 | 3 | 2013 | DPM | DT-301/05 | 763 | 45 | 698.5689 | 64.4311 | 64431.1111 |  | 41 | 38.15 | 38150 | 724.85 | 2.222% | 16.1078 | 80.5389 | 682.4611
10141103 | PMT | TRANSFORMADOR |  | TRANSFORMADOR MARCA:TM SE-MANJE | TETE | SE-MANJE | MACANGA | CAFUA |  | 567812.898 | 8365875.891 | 50 | 33 | 0.4 | 3 | 2013 | TM | 916520 | 643 | 45 | 588.7022 | 54.2978 | 54297.7778 |  | 41 | 32.15 | 32150 | 610.85 | 2.222% | 13.5744 | 67.8722 | 575.1278
10141103 | PMT | TRANSFORMADOR |  | TRANSFORMADOR MARCA:TM SE-MANJE | TETE | SE-MANJE | MACANGA | NHAMAZI |  | 586739.373 | 8382117.132 | 50 | 33 | 0.4 | 3 | 2013 | TM | 9165149 | 643 | 45 | 588.7022 | 54.2978 | 54297.7778 |  | 41 | 32.15 | 32150 | 610.85 | 2.222% | 13.5744 | 67.8722 | 575.1278
10141103 | PMT | TRANSFORMADOR |  | TRANSFORMADOR MARCA:TM SE-MWANZA/MALAWI | TETE | SE-MWANZA/MALAWI | ZOBUE | BOMBA-FUNUE |  | 15°36'49.97” | 34°24'56.52” | 50 | 33 | 0.4 | 3 | 2013 | TM | 916514 | 643 | 45 | 588.7022 | 54.2978 | 54297.7778 |  | 41 | 32.15 | 32150 | 610.85 | 2.222% | 13.5744 | 67.8722 | 575.1278
10141103 | PMT | TRANSFORMADOR | PTS 6 | TRANSFORMADOR MARCA:EFACEC ANGOCHE PTS 6 |  | ANGOCHE | TOPUITO |  |  | 16°33.332 | 39°36.416 | 100KVA | 22KV | 400V | 3 | 2013 | EFACEC |  | 445 | 45 | 407.4222 | 37.5778 | 37577.7778 |  | 41 | 22.25 | 22250 | 422.75 | 2.222% | 9.3944 | 46.9722 | 398.0278
10141103 | PMT | TRANSFORMADOR | PTS1014 | TRANSFORMADOR MARCA: LICHINGA PTS1014 |  | LICHINGA | LICHINGA | Bairro Changanane |  | S13 19.554 | E35 15.476 | 250 | 33KV | 400V | 3 | 2013 |  |  | 991 | 45 | 907.3156 | 83.6844 | 83684.4444 |  | 41 | 49.55 | 49550 | 941.45 | 2.222% | 20.9211 | 104.6056 | 886.3944
10141103 | PMT | TRANSFORMADOR | PTS1020 | TRANSFORMADOR MARCA: LICHINGA PTS1020 |  | LICHINGA | LICHINGA | Bairro Massenger |  | S13 15.686 | E35 13.608 | 160 | 33KV | 400V | 3 | 2013 |  |  | 991 | 45 | 907.3156 | 83.6844 | 83684.4444 |  | 41 | 49.55 | 49550 | 941.45 | 2.222% | 20.9211 | 104.6056 | 886.3944
10141103 | PMT | TRANSFORMADOR | PTS1025 | TRANSFORMADOR MARCA: LICHINGA PTS1025 |  | LICHINGA | LICHINGA | Bairro Sanjala |  | S13 16.610 | E35 14.487 | 200 | 11KV | 400V | 3 | 2013 |  |  | 572 | 45 | 523.6978 | 48.3022 | 48302.2222 |  | 41 | 28.6 | 28600 | 543.4 | 2.222% | 12.0756 | 60.3778 | 511.6222
10141103 | PMT | TRANSFORMADOR | PTS1026 | TRANSFORMADOR MARCA: LICHINGA PTS1026 |  | LICHINGA | LICHINGA | Bairro Chiulugo |  | S13 17.467 | E35 20.015 | 50 | 33KV | 400V | 3 | 2013 |  |  | 643 | 45 | 588.7022 | 54.2978 | 54297.7778 |  | 41 | 32.15 | 32150 | 610.85 | 2.222% | 13.5744 | 67.8722 | 575.1278
10141103 | PMT | TRANSFORMADOR | PTS1027 | TRANSFORMADOR MARCA: LICHINGA PTS1027 |  | LICHINGA | LICHINGA | Povoado de Malica |  | S13 11.257 | E35 11.716 | 100 | 33KV | 400V | 3 | 2013 |  |  | 763 | 45 | 698.5689 | 64.4311 | 64431.1111 |  | 41 | 38.15 | 38150 | 724.85 | 2.222% | 16.1078 | 80.5389 | 682.4611
10141103 | PMT | TRANSFORMADOR | PTS1028 | TRANSFORMADOR MARCA: LICHINGA PTS1028 |  | LICHINGA | LICHINGA | Bairro Nomba |  | S13 20.625 | E35 17.298 | 100 | 33KV | 400V | 3 | 2013 |  |  | 763 | 45 | 698.5689 | 64.4311 | 64431.1111 |  | 41 | 38.15 | 38150 | 724.85 | 2.222% | 16.1078 | 80.5389 | 682.4611
10141103 | PMT | TRANSFORMADOR | PTS1029 | TRANSFORMADOR MARCA: LICHINGA PTS1029 |  | LICHINGA | LICHINGA | Bairro Nzinge |  | S13 19.179 | E35 17.299 | 200 | 33KV | 400V | 3 | 2013 |  |  | 991 | 45 | 907.3156 | 83.6844 | 83684.4444 |  | 41 | 49.55 | 49550 | 941.45 | 2.222% | 20.9211 | 104.6056 | 886.3944
10141103 | PMT | TRANSFORMADOR | PTS1030 | TRANSFORMADOR MARCA: LICHINGA PTS1030 |  | LICHINGA | LICHINGA | Bairro Lulimile |  | S13 20.232 | E35 17.300 | 100 | 33KV | 400V | 3 | 2013 |  |  | 763 | 45 | 698.5689 | 64.4311 | 64431.1111 |  | 41 | 38.15 | 38150 | 724.85 | 2.222% | 16.1078 | 80.5389 | 682.4611
10141103 | PMT | TRANSFORMADOR | PTS1031 | TRANSFORMADOR MARCA: LICHINGA PTS1031 |  | LICHINGA | LICHINGA | Bairro Lulimile |  | S13 20.583 | E35 17.301 | 200 | 33KV | 400V | 3 | 2013 |  |  | 991 | 45 | 907.3156 | 83.6844 | 83684.4444 |  | 41 | 49.55 | 49550 | 941.45 | 2.222% | 20.9211 | 104.6056 | 886.3944
10141103 | PMT | TRANSFORMADOR | PTS1032 | TRANSFORMADOR MARCA: LICHINGA PTS1032 |  | LICHINGA | LICHINGA | Bairro Nomba |  | S13 20.581 | E35 17.302 | 200 | 33KV | 400V | 3 | 2013 |  |  | 991 | 45 | 907.3156 | 83.6844 | 83684.4444 |  | 41 | 49.55 | 49550 | 941.45 | 2.222% | 20.9211 | 104.6056 | 886.3944
10141103 | PMT | TRANSFORMADOR | PTS1033 | TRANSFORMADOR MARCA: LICHINGA PTS1033 |  | LICHINGA | LICHINGA | Bairro Ntoto |  | S13 20.871 | E35 17.303 | 100 | 33KV | 400V | 3 | 2013 |  |  | 763 | 45 | 698.5689 | 64.4311 | 64431.1111 |  | 41 | 38.15 | 38150 | 724.85 | 2.222% | 16.1078 | 80.5389 | 682.4611
10141103 | PMT | TRANSFORMADOR | PTS1034 | TRANSFORMADOR MARCA: LICHINGA PTS1034 |  | LICHINGA | LICHINGA | Bairro Mtava |  | S13 19.883 | E35 17.304 | 100 | 33KV | 400V | 3 | 2013 |  |  | 763 | 45 | 698.5689 | 64.4311 | 64431.1111 |  | 41 | 38.15 | 38150 | 724.85 | 2.222% | 16.1078 | 80.5389 | 682.4611
10141103 | PMT | TRANSFORMADOR | PTS1035 | TRANSFORMADOR MARCA: LICHINGA PTS1035 |  | LICHINGA | LICHINGA | Povoado Colongo |  | S13 20.609 | E35 17.305 | 100 | 33KV | 400V | 3 | 2013 |  |  | 763 | 45 | 698.5689 | 64.4311 | 64431.1111 |  | 41 | 38.15 | 38150 | 724.85 | 2.222% | 16.1078 | 80.5389 | 682.4611
10141103 | PMT | TRANSFORMADOR | PTS1039 | TRANSFORMADOR MARCA: LICHINGA PTS1039 |  | LICHINGA | LICHINGA | Vila de Chimbonila 4 |  | S13 21.364 | E35 17.309 | 100 | 33KV | 400V | 3 | 2013 |  |  | 763 | 45 | 698.5689 | 64.4311 | 64431.1111 |  | 41 | 38.15 | 38150 | 724.85 | 2.222% | 16.1078 | 80.5389 | 682.4611
10141103 | PMT | TRANSFORMADOR | PTS1040 | TRANSFORMADOR MARCA: LICHINGA PTS1040 |  | LICHINGA | LICHINGA | Bairro Namacula |  | S13 17.009 | E35 17.310 | 315 | 33KV | 400V | 3 | 2013 |  |  | 1039 | 45 | 951.2622 | 87.7378 | 87737.7778 |  | 41 | 51.95 | 51950 | 987.05 | 2.222% | 21.9344 | 109.6722 | 929.3278
10141103 | PMT | TRANSFORMADOR | PTS1046 | TRANSFORMADOR MARCA: LICHINGA PTS1046 |  | LICHINGA | LICHINGA | Bairro Muchenga II |  | S13 18.159 | E35 17.316 | 200 | 11KV | 400V | 3 | 2013 |  |  | 572 | 45 | 523.6978 | 48.3022 | 48302.2222 |  | 41 | 28.6 | 28600 | 543.4 | 2.222% | 12.0756 | 60.3778 | 511.6222
10141103 | PMT | TRANSFORMADOR | PTS1047 | TRANSFORMADOR MARCA: LICHINGA PTS1047 |  | LICHINGA | LICHINGA | Bairro CFM - Estação |  | S13 18.674 | E35 17.317 | 200 | 11KV | 400V | 3 | 2013 |  |  | 572 | 45 | 523.6978 | 48.3022 | 48302.2222 |  | 41 | 28.6 | 28600 | 543.4 | 2.222% | 12.0756 | 60.3778 | 511.6222
10141103 | PMT | TRANSFORMADOR | PTS1048 | TRANSFORMADOR MARCA: LICHINGA PTS1048 |  | LICHINGA | LICHINGA | Bairro Sanjala |  | S13 17.757 | E35 17.318 | 315 | 33KV | 400V | 3 | 2013 |  |  | 1039 | 45 | 951.2622 | 87.7378 | 87737.7778 |  | 41 | 51.95 | 51950 | 987.05 | 2.222% | 21.9344 | 109.6722 | 929.3278
10141103 | PMT | TRANSFORMADOR | PTS1052 | TRANSFORMADOR MARCA: LICHINGA PTS1052 |  | LICHINGA | LICHINGA | Povoado Namuanica |  | S13 19.925 | E35 17.322 | 50 | 33KV | 400V | 3 | 2013 |  |  | 643 | 45 | 588.7022 | 54.2978 | 54297.7778 |  | 41 | 32.15 | 32150 | 610.85 | 2.222% | 13.5744 | 67.8722 | 575.1278
10141103 | PMT | TRANSFORMADOR | PTS1060 | TRANSFORMADOR MARCA: LICHINGA PTS1060 |  | LICHINGA | LICHINGA | Bairro 23 Setembro |  | S13 20.071 | E35 17.330 | 200 | 33KV | 400V | 3 | 2013 |  |  | 991 | 45 | 907.3156 | 83.6844 | 83684.4444 |  | 41 | 49.55 | 49550 | 941.45 | 2.222% | 20.9211 | 104.6056 | 886.3944
10141103 | PMT | TRANSFORMADOR | PTS1061 | TRANSFORMADOR MARCA: LICHINGA PTS1061 |  | LICHINGA | LICHINGA | Bairro Namacula |  | S13 17.962 | E35 17.331 | 315 | 33KV | 400V | 3 | 2013 |  |  | 1039 | 45 | 951.2622 | 87.7378 | 87737.7778 |  | 41 | 51.95 | 51950 | 987.05 | 2.222% | 21.9344 | 109.6722 | 929.3278
10141103 | PMT | TRANSFORMADOR | PTS1073 | TRANSFORMADOR MARCA: LICHINGA PTS1073 |  | LICHINGA | LICHINGA | Bairro Namacula |  | S13 17.630 | E35 17.343 | 250 | 33KV | 400V | 3 | 2013 |  |  | 991 | 45 | 907.3156 | 83.6844 | 83684.4444 |  | 41 | 49.55 | 49550 | 941.45 | 2.222% | 20.9211 | 104.6056 | 886.3944
10141103 | PMT | TRANSFORMADOR | PTS1075 | TRANSFORMADOR MARCA: LICHINGA PTS1075 |  | LICHINGA | LICHINGA | Bairro Niassa 1 |  | S13 18.613 | E35 17.345 | 200 | 11KV | 400V | 3 | 2013 |  |  | 572 | 45 | 523.6978 | 48.3022 | 48302.2222 |  | 41 | 28.6 | 28600 | 543.4 | 2.222% | 12.0756 | 60.3778 | 511.6222
10141103 | PMT | TRANSFORMADOR | PTS1081 | TRANSFORMADOR MARCA: LICHINGA PTS1081 |  | LICHINGA | LICHINGA | Povoado de Mussa |  | S13 17.457 | E35 17.351 | 100 | 33KV | 400V | 3 | 2013 |  |  | 763 | 45 | 698.5689 | 64.4311 | 64431.1111 |  | 41 | 38.15 | 38150 | 724.85 | 2.222% | 16.1078 | 80.5389 | 682.4611
10141103 | PMT | TRANSFORMADOR | PTS1083 | TRANSFORMADOR MARCA: LICHINGA PTS1083 |  | LICHINGA | LICHINGA | Bairro Lulimile |  | S13 20.729 | E35 17.353 | 50 | 33KV | 400V | 3 | 2013 |  |  | 643 | 45 | 588.7022 | 54.2978 | 54297.7778 |  | 41 | 32.15 | 32150 | 610.85 | 2.222% | 13.5744 | 67.8722 | 575.1278
10141103 | PMT | TRANSFORMADOR | PTS1400 | TRANSFORMADOR MARCA: LICHINGA PTS1400 |  | LICHINGA | MUEMBE | Muembe-Lituesse |  | S13 12.033 | E35 17.355 | 50 | 33KV | 400V | 3 | 2013 |  |  | 643 | 45 | 588.7022 | 54.2978 | 54297.7778 |  | 41 | 32.15 | 32150 | 610.85 | 2.222% | 13.5744 | 67.8722 | 575.1278
10141103 | PMT | TRANSFORMADOR | PTS1401 | TRANSFORMADOR MARCA: LICHINGA PTS1401 |  | LICHINGA | MUEMBE | Muembe-Lipula |  | S13 07.955 | E35 17.356 | 50 | 33KV | 400V | 3 | 2013 |  |  | 643 | 45 | 588.7022 | 54.2978 | 54297.7778 |  | 41 | 32.15 | 32150 | 610.85 | 2.222% | 13.5744 | 67.8722 | 575.1278
10141103 | PMT | TRANSFORMADOR | PTS1402 | TRANSFORMADOR MARCA: LICHINGA PTS1402 |  | LICHINGA | MUEMBE | Muembe-Sede Esola |  | S13 05.639 | E35 17.357 | 100 | 33KV | 400V | 3 | 2013 |  |  | 763 | 45 | 698.5689 | 64.4311 | 64431.1111 |  | 41 | 38.15 | 38150 | 724.85 | 2.222% | 16.1078 | 80.5389 | 682.4611
10141103 | PMT | TRANSFORMADOR | PTS1403 | TRANSFORMADOR MARCA: LICHINGA PTS1403 |  | LICHINGA | MUEMBE | Muembe-Sede Mercado |  | S13 05.238 | E35 17.358 | 100 | 33KV | 400V | 3 | 2013 |  |  | 763 | 45 | 698.5689 | 64.4311 | 64431.1111 |  | 41 | 38.15 | 38150 | 724.85 | 2.222% | 16.1078 | 80.5389 | 682.4611
10141103 | PMT | TRANSFORMADOR | PTS1404 | TRANSFORMADOR MARCA: LICHINGA PTS1404 |  | LICHINGA | MUEMBE | Chuanjota 1 Escola |  | S12 57.139 | E35 17.359 | 50 | 33KV | 400V | 3 | 2013 |  |  | 643 | 45 | 588.7022 | 54.2978 | 54297.7778 |  | 41 | 32.15 | 32150 | 610.85 | 2.222% | 13.5744 | 67.8722 | 575.1278
10141103 | PMT | TRANSFORMADOR | PTS1405 | TRANSFORMADOR MARCA: LICHINGA PTS1405 |  | LICHINGA | MUEMBE | Chiuanjota 2 Central |  | S12 56.908 | E35 17.360 | 50 | 33KV | 400V | 3 | 2013 |  |  | 643 | 45 | 588.7022 | 54.2978 | 54297.7778 |  | 41 | 32.15 | 32150 | 610.85 | 2.222% | 13.5744 | 67.8722 | 575.1278
10141103 | PMT | TRANSFORMADOR | PTS1406 | TRANSFORMADOR MARCA: LICHINGA PTS1406 |  | LICHINGA | MUEMBE | Chuanjota 3 Régulo |  | S12 56.412 | E35 17.361 | 100 | 33KV | 400V | 3 | 2013 |  |  | 763 | 45 | 698.5689 | 64.4311 | 64431.1111 |  | 41 | 38.15 | 38150 | 724.85 | 2.222% | 16.1078 | 80.5389 | 682.4611
10141103 | PMT | TRANSFORMADOR | PTS1407 | TRANSFORMADOR MARCA: LICHINGA PTS1407 |  | LICHINGA | MUEMBE | Chiconono Posto Administrativo |  | S12 53.439 | E35 17.362 | 50 | 33KV | 400V | 3 | 2013 |  |  | 643 | 45 | 588.7022 | 54.2978 | 54297.7778 |  | 41 | 32.15 | 32150 | 610.85 | 2.222% | 13.5744 | 67.8722 | 575.1278
10141103 | PMT | TRANSFORMADOR | PTS1408 | TRANSFORMADOR MARCA: LICHINGA PTS1408 |  | LICHINGA | MUEMBE | Muembe-Sienene |  | S12 59.156 | E35 17.363 | 25 | 33KV | 400V | 3 | 2013 |  |  | 643 | 45 | 588.7022 | 54.2978 | 54297.7778 |  | 41 | 32.15 | 32150 | 610.85 | 2.222% | 13.5744 | 67.8722 | 575.1278
10141103 | PMT | TRANSFORMADOR | EG PTS7000 | TRANSFORMADOR MARCA: LICHINGA EG PTS7000 |  | LICHINGA | MAVAGO | Iringa |  | S12 35.013 | E35 17.397 | 50 | 33KV | 400V | 3 | 2013 |  |  | 643 | 45 | 588.7022 | 54.2978 | 54297.7778 |  | 41 | 32.15 | 32150 | 610.85 | 2.222% | 13.5744 | 67.8722 | 575.1278
10141103 | PMT | TRANSFORMADOR | EG PTS7001 | TRANSFORMADOR MARCA: LICHINGA EG PTS7001 |  | LICHINGA | MAVAGO | Lijombo |  | S12 34.308 | E35 17.398 | 100 | 33KV | 400V | 3 | 2013 |  |  | 763 | 45 | 698.5689 | 64.4311 | 64431.1111 |  | 41 | 38.15 | 38150 | 724.85 | 2.222% | 16.1078 | 80.5389 | 682.4611
10141103 | PMT | TRANSFORMADOR | EG PTS7002 | TRANSFORMADOR MARCA: LICHINGA EG PTS7002 |  | LICHINGA | MAVAGO | Centro da vila |  | S12 34.000 | E35 17.399 | 200 | 33KV | 400V | 3 | 2013 |  |  | 991 | 45 | 907.3156 | 83.6844 | 83684.4444 |  | 41 | 49.55 | 49550 | 941.45 | 2.222% | 20.9211 | 104.6056 | 886.3944
10141103 | PMT | TRANSFORMADOR | EG PTS7003 | TRANSFORMADOR MARCA: LICHINGA EG PTS7003 |  | LICHINGA | MAVAGO | Ibo |  | S12 33.663 | E35 17.400 | 100 | 33KV | 400V | 3 | 2013 |  |  | 763 | 45 | 698.5689 | 64.4311 | 64431.1111 |  | 41 | 38.15 | 38150 | 724.85 | 2.222% | 16.1078 | 80.5389 | 682.4611
10141103 | PMT | TRANSFORMADOR | EG PTS11000 | TRANSFORMADOR MARCA: LICHINGA EG PTS11000 |  | LICHINGA | MAJUNE | Matucuta |  | S13 20.953 | E35 17.419 | 100 | 33KV | 400V | 3 | 2013 |  |  | 763 | 45 | 698.5689 | 64.4311 | 64431.1111 |  | 41 | 38.15 | 38150 | 724.85 | 2.222% | 16.1078 | 80.5389 | 682.4611
10141103 | PMT | TRANSFORMADOR | EG PTS11001 | TRANSFORMADOR MARCA: LICHINGA EG PTS11001 |  | LICHINGA | MAJUNE | Rio Luambala |  | S13 25.675 | E35 17.420 | 100 | 33KV | 400V | 3 | 2013 |  |  | 763 | 45 | 698.5689 | 64.4311 | 64431.1111 |  | 41 | 38.15 | 38150 | 724.85 | 2.222% | 16.1078 | 80.5389 | 682.4611
10141103 | PMT | TRANSFORMADOR | EG PTS11002 | TRANSFORMADOR MARCA: LICHINGA EG PTS11002 |  | LICHINGA | MAJUNE | Desvio para a Vila |  | S13 28.285 | E35 17.421 | 160 | 33KV | 400V | 3 | 2013 |  |  | 991 | 45 | 907.3156 | 83.6844 | 83684.4444 |  | 41 | 49.55 | 49550 | 941.45 | 2.222% | 20.9211 | 104.6056 | 886.3944
10141103 | PMT | TRANSFORMADOR | EG PTS11003 | TRANSFORMADOR MARCA: LICHINGA EG PTS11003 |  | LICHINGA | MAJUNE | Majune Administracao |  | S13 28.588 | E35 17.422 | 100 | 33KV | 400V | 3 | 2013 |  |  | 763 | 45 | 698.5689 | 64.4311 | 64431.1111 |  | 41 | 38.15 | 38150 | 724.85 | 2.222% | 16.1078 | 80.5389 | 682.4611
10141103 | PMT | TRANSFORMADOR | EG PTS11004 | TRANSFORMADOR MARCA: LICHINGA EG PTS11004 |  | LICHINGA | MAJUNE | Majune Mercado |  | S13 28.514 | E35 17.423 | 50 | 33KV | 400V | 3 | 2013 |  |  | 643 | 45 | 588.7022 | 54.2978 | 54297.7778 |  | 41 | 32.15 | 32150 | 610.85 | 2.222% | 13.5744 | 67.8722 | 575.1278
10141103 | PMT | TRANSFORMADOR | EG PTS11005 | TRANSFORMADOR MARCA: LICHINGA EG PTS11005 |  | LICHINGA | MAJUNE | Malila |  | S13 29.073 | E35 17.424 | 160 | 33KV | 400V | 3 | 2013 |  |  | 991 | 45 | 907.3156 | 83.6844 | 83684.4444 |  | 41 | 49.55 | 49550 | 941.45 | 2.222% | 20.9211 | 104.6056 | 886.3944
10141103 | PMT | TRANSFORMADOR | EG PTS11006 | TRANSFORMADOR MARCA: LICHINGA EG PTS11006 |  | LICHINGA | MAJUNE | Mecualo Desvio para Mavago |  | S13 21.849 | E35 17.425 | 160 | 33KV | 400V | 3 | 2013 |  |  | 991 | 45 | 907.3156 | 83.6844 | 83684.4444 |  | 41 | 49.55 | 49550 | 941.45 | 2.222% | 20.9211 | 104.6056 | 886.3944
10141103 | PMT | TRANSFORMADOR | PTS 6001 | TRANSFORMADOR MARCA: CUAMBA PTS 6001 |  | CUAMBA | MARRUPA | Cidade-Cimento |  | 13º 11' 40.915" S | -37º -29' -52.496" W | 100 | 33KV | 400V | 3 | 2013 |  |  | 763 | 45 | 698.5689 | 64.4311 | 64431.1111 |  | 41 | 38.15 | 38150 | 724.85 | 2.222% | 16.1078 | 80.5389 | 682.4611
10141103 | PMT | TRANSFORMADOR | PTS 6003 | TRANSFORMADOR MARCA: CUAMBA PTS 6003 |  | CUAMBA | MARRUPA | Marracuene |  | 13º 11' 31.044" S | -37º -30' -35.235" W | 50 | 33KV | 400V | 3 | 2013 |  |  | 643 | 45 | 588.7022 | 54.2978 | 54297.7778 |  | 41 | 32.15 | 32150 | 610.85 | 2.222% | 13.5744 | 67.8722 | 575.1278
10141103 | PMT | TRANSFORMADOR | PTS 6004 | TRANSFORMADOR MARCA: CUAMBA PTS 6004 |  | CUAMBA | MARRUPA | Mepelia |  | 13º 10' 59.074" S | -37º -30' -33.037" W | 100 | 33KV | 400V | 3 | 2013 |  |  | 763 | 45 | 698.5689 | 64.4311 | 64431.1111 |  | 41 | 38.15 | 38150 | 724.85 | 2.222% | 16.1078 | 80.5389 | 682.4611
10141103 | PMT | TRANSFORMADOR | #VALUE! | #VALUE! |  | MONAPO | Meconta | Chaune |  | 14°55.195 | 39°59.162 | 630 | 33KV | 400V | 3 | 2013 |  |  | 1200 | 45 | 1098.6667 | 101.3333 | 101333.3333 |  | 41 | 60 | 60000 | 1140 | 2.222% | 25.3333 | 126.6667 | 1073.3333
10141103 | PMT | TRANSFORMADOR | #VALUE! | #VALUE! |  | MONAPO | Meconta | Escola Secundaria |  | 14°54.470 | 39°58.660 | 200 | 33KV | 400V | 3 | 2013 |  |  | 991 | 45 | 907.3156 | 83.6844 | 83684.4444 |  | 41 | 49.55 | 49550 | 941.45 | 2.222% | 20.9211 | 104.6056 | 886.3944
10141103 | PMT | TRANSFORMADOR | #VALUE! | #VALUE! |  | MONAPO | Meconta | Triangulo |  | 14°55.619 | 39°59.215 | 200 | 33KV | 400V | 3 | 2013 |  |  | 991 | 45 | 907.3156 | 83.6844 | 83684.4444 |  | 41 | 49.55 | 49550 | 941.45 | 2.222% | 20.9211 | 104.6056 | 886.3944
10141103 | PMT | TRANSFORMADOR | PT117 | TRANSFORMADOR MARCA:TM PT117 PT117 | Bairro de Chingussura(Hospital) | PT117 | BEIRA | SOFALA |  | 695119.5 | 7815564.6 | 500 | 22 | 0.4 | 3 | 2013 | TM | 920881 | 1016 | 45 | 930.2044 | 85.7956 | 85795.5556 |  | 41 | 50.8 | 50800 | 965.2 | 2.222% | 21.4489 | 107.2444 | 908.7556
10141103 | PMT | TRANSFORMADOR | PT209 | TRANSFORMADOR MARCA:TM PT209 PT209 | Bairro dos Enfermeiros Macurungo | PT209 | BEIRA | SOFALA |  | 695762.5 | 7805266 | 200 | 22 | 0.4 | 3 | 2013 | TM | 898075 | 572 | 45 | 523.6978 | 48.3022 | 48302.2222 |  | 41 | 28.6 | 28600 | 543.4 | 2.222% | 12.0756 | 60.3778 | 511.6222
10141103 | PMT | TRANSFORMADOR | PT218 | TRANSFORMADOR MARCA:TM PT218 PT218 | Mobeira Manga | PT218 | BEIRA | SOFALA |  | 693155.9 | 7817163.2 | 200 | 22 | 0.4 | 3 | 2013 | TM | 898963 | 572 | 45 | 523.6978 | 48.3022 | 48302.2222 |  | 41 | 28.6 | 28600 | 543.4 | 2.222% | 12.0756 | 60.3778 | 511.6222
10141103 | PMT | TRANSFORMADOR | PT231 | TRANSFORMADOR MARCA:EFACEC PT231 PT231 | Bairro Milha 3 Vaz | PT231 | BEIRA | SOFALA |  | S 19°47' 14.47" | E 034°51' 38.96" | 100 | 22 | 0.4 | 3 | 2013 | EFACEC | NO SERIAL NUMBER | 445 | 45 | 407.4222 | 37.5778 | 37577.7778 |  | 41 | 22.25 | 22250 | 422.75 | 2.222% | 9.3944 | 46.9722 | 398.0278
10141103 | PMT | TRANSFORMADOR | PT234 | TRANSFORMADOR MARCA:TM PT234 PT234 | Macurungo-Hospital | PT234 | BEIRA | SOFALA |  | 697043.7 | 7805914.9 | 315 | 22 | 0.4 | 3 | 2013 | TM | 898371 | 953 | 45 | 872.5244 | 80.4756 | 80475.5556 |  | 41 | 47.65 | 47650 | 905.35 | 2.222% | 20.1189 | 100.5944 | 852.4056
10141103 | PMT | TRANSFORMADOR | PT249 | TRANSFORMADOR MARCA:PME PT249 PT249 | Cerâmica-Cemitério | PT249 | BEIRA | SOFALA |  | 688502.2 | 7819249.5 | 250 | 22 | 0.4 | 3 | 2013 | PME | 1600900 | 953 | 45 | 872.5244 | 80.4756 | 80475.5556 |  | 41 | 47.65 | 47650 | 905.35 | 2.222% | 20.1189 | 100.5944 | 852.4056
10141103 | PMT | TRANSFORMADOR | PT258 | TRANSFORMADOR MARCA:TM PT258 PT258 | Bairro de Munhava (Chan-Chin/Moagem) | PT258 | BEIRA | SOFALA |  | 694341.4 | 7815722.4 | 200 | 22 | 0.4 | 3 | 2013 | TM | 1306043 | 572 | 45 | 523.6978 | 48.3022 | 48302.2222 |  | 41 | 28.6 | 28600 | 543.4 | 2.222% | 12.0756 | 60.3778 | 511.6222
10141103 | PMT | TRANSFORMADOR | PT269 | TRANSFORMADOR MARCA:Efacec PT269 PT269 | Bairro de Chingussura | PT269 | BEIRA | SOFALA |  | S 19°44'54.70" | E 034°51'53.27" | 200 | 22 | 0.4 | 3 | 2013 | Efacec | K0008494.01 | 572 | 45 | 523.6978 | 48.3022 | 48302.2222 |  | 41 | 28.6 | 28600 | 543.4 | 2.222% | 12.0756 | 60.3778 | 511.6222
10141103 | PMT | TRANSFORMADOR | PT272 | TRANSFORMADOR MARCA:TM PT272 PT272 | Bairro da Chota - Desvio para Nhangara | PT272 | BEIRA | SOFALA |  | S 19°49'01.23" | E 034°53'08.94" | 250 | 22 | 0.4 | 3 | 2013 | TM | 874204 | 953 | 45 | 872.5244 | 80.4756 | 80475.5556 |  | 41 | 47.65 | 47650 | 905.35 | 2.222% | 20.1189 | 100.5944 | 852.4056
10141103 | PMT | TRANSFORMADOR | PT273 | TRANSFORMADOR MARCA:ITB PT273 PT273 | Bairro de Esturro Saneamento-CMB(Rua Centro Africano) | PT273 | BEIRA | SOFALA |  | 694120.1 | 7806548.7 | 315 | 22 | 0.4 | 3 | 2013 | ITB | 774624 | 953 | 45 | 872.5244 | 80.4756 | 80475.5556 |  | 41 | 47.65 | 47650 | 905.35 | 2.222% | 20.1189 | 100.5944 | 852.4056
10141103 | PMT | TRANSFORMADOR | PT277 | TRANSFORMADOR MARCA:TM PT277 PT277 | Bairro da Chota - Entroncamento Rua Kruss Gomes | PT277 | BEIRA | SOFALA |  | 696426 | 7807394.7 | 250 | 22 | 0.4 | 3 | 2013 | TM | 874203 | 953 | 45 | 872.5244 | 80.4756 | 80475.5556 |  | 41 | 47.65 | 47650 | 905.35 | 2.222% | 20.1189 | 100.5944 | 852.4056
10141103 | PMT | TRANSFORMADOR | PT290 | TRANSFORMADOR MARCA:Efacec PT290 PT290 | Bairro de Chingussura I | PT290 | BEIRA | SOFALA |  | 695749.1 | 7815204 | 200 | 22 | 0.4 | 3 | 2013 | Efacec | K0008494.02 | 572 | 45 | 523.6978 | 48.3022 | 48302.2222 |  | 41 | 28.6 | 28600 | 543.4 | 2.222% | 12.0756 | 60.3778 | 511.6222
10141103 | PMT | TRANSFORMADOR | PT292 | TRANSFORMADOR MARCA:TM PT292 PT292 | Bairro de Macurungo(Ponte Macurungo/Macuti) | PT292 | BEIRA | SOFALA |  | 695379.9 | 7807661 | 200 | 22 | 0.4 | 3 | 2013 | TM | 898076 | 572 | 45 | 523.6978 | 48.3022 | 48302.2222 |  | 41 | 28.6 | 28600 | 543.4 | 2.222% | 12.0756 | 60.3778 | 511.6222
10141103 | PMT | TRANSFORMADOR | PT293 | TRANSFORMADOR MARCA:TM PT293 PT293 | Bairro Mananga | PT293 | BEIRA | SOFALA |  | 695382.2 | 7807686 | 200 | 22 | 0.4 | 3 | 2013 | TM | 898077 | 572 | 45 | 523.6978 | 48.3022 | 48302.2222 |  | 41 | 28.6 | 28600 | 543.4 | 2.222% | 12.0756 | 60.3778 | 511.6222
10141103 | PMT | TRANSFORMADOR | PT294 | TRANSFORMADOR MARCA:Efacec PT294 PT294 | Bairro da Chota - Desvio antes do posto venda de petróleo | PT294 | BEIRA | SOFALA |  | 695148.1 | 7807193 | 200 | 22 | 0.4 | 3 | 2013 | Efacec | K0008494.05 | 572 | 45 | 523.6978 | 48.3022 | 48302.2222 |  | 41 | 28.6 | 28600 | 543.4 | 2.222% | 12.0756 | 60.3778 | 511.6222
10141103 | PMT | TRANSFORMADOR | PT295 | TRANSFORMADOR MARCA:Efacec PT295 PT295 | Bairro Matacuane-Chota | PT295 | BEIRA | SOFALA |  | S 19°49'35.15" | E 034°52'29.67" | 200 | 22 | 0.4 | 3 | 2013 | Efacec | K0008494.03 | 572 | 45 | 523.6978 | 48.3022 | 48302.2222 |  | 41 | 28.6 | 28600 | 543.4 | 2.222% | 12.0756 | 60.3778 | 511.6222
10141103 | PMT | TRANSFORMADOR | PT296 | TRANSFORMADOR MARCA:Efacec PT296 PT296 | Bairro de Matacuane-Bambu I | PT296 | BEIRA | SOFALA |  | 695466.5 | 7805220.3 | 200 | 22 | 0.4 | 3 | 2013 | Efacec | K0008494.04 | 572 | 45 | 523.6978 | 48.3022 | 48302.2222 |  | 41 | 28.6 | 28600 | 543.4 | 2.222% | 12.0756 | 60.3778 | 511.6222
10141103 | PMT | TRANSFORMADOR | PT298 | TRANSFORMADOR MARCA:EFACEC PT298 PT298 | Bairro de Matacuane-Bambu II | PT298 | BEIRA | SOFALA |  | 694694.8 | 7805426.8 | 200 | 22 | 0.4 | 3 | 2013 | EFACEC | K0008494.06 | 572 | 45 | 523.6978 | 48.3022 | 48302.2222 |  | 41 | 28.6 | 28600 | 543.4 | 2.222% | 12.0756 | 60.3778 | 511.6222
10141103 | PMT | TRANSFORMADOR | PT327 | TRANSFORMADOR MARCA:Efacec PT327 PT327 | Rua Kruss Gomes-Escola A.Cabral Munhava | PT327 | BEIRA | SOFALA |  | 695788.1 | 7807837.4 | 200 | 22 | 0.4 | 3 | 2013 | Efacec | 8728.01 | 572 | 45 | 523.6978 | 48.3022 | 48302.2222 |  | 41 | 28.6 | 28600 | 543.4 | 2.222% | 12.0756 | 60.3778 | 511.6222
10141103 | PMT | TRANSFORMADOR | PT328 | TRANSFORMADOR MARCA:TM PT328 PT328 | Bairrro Muavi Área do Régulo Luís | PT328 | BEIRA | SOFALA |  | S 19°48'20.20" | E 034°55'06.04" | 100 | 22 | 0.4 | 3 | 2013 | TM | 1306038 | 445 | 45 | 407.4222 | 37.5778 | 37577.7778 |  | 41 | 22.25 | 22250 | 422.75 | 2.222% | 9.3944 | 46.9722 | 398.0278
10141103 | PMT | TRANSFORMADOR | AGCTC/PT12 | TRANSFORMADOR MARCA:STANDARD AGCTC/PT12 AGCTC/PT12 | BAIRRO SANHANTUZE | AGCTC/PT12 | CATANDICA | MANICA | Moagem Ndarayapera | S18 04 09,8 | E033 10 58,8 | 315 | 33 | 0.4 | 3 | 2013 | STANDARD | 895504 | 1039 | 45 | 951.2622 | 87.7378 | 87737.7778 |  | 41 | 51.95 | 51950 | 987.05 | 2.222% | 21.9344 | 109.6722 | 929.3278
10141103 | PMT | TRANSFORMADOR | AGCHI/PT07 | TRANSFORMADOR MARCA:TRANSFORMADOR MOZABIQUE SA AGCHI/PT07 AGCHI/PT07 | MULTIVENDAS | AGCHI/PT07 | CHIMOIO | MANICA |  | S19 07 38,59 | E033 29 18,34 | 630 | 6.6 | 0.4 | 3 | 2013 | TRANSFORMADOR MOZABIQUE SA | 673992 | 1016 | 45 | 930.2044 | 85.7956 | 85795.5556 |  | 41 | 50.8 | 50800 | 965.2 | 2.222% | 21.4489 | 107.2444 | 908.7556
10141103 | PMT | TRANSFORMADOR | AGCHI/PT22 | TRANSFORMADOR MARCA:TRANFORMADORES DE MOCAMBIQUE SA AGCHI/PT22 AGCHI/PT22 | METALURGICA ZONA INDUSTRIAL | AGCHI/PT22 | CHIMOIO | MANICA | Bairro 25 de Junho | S19 06 36 ,3 | E033 27 36,1 | 500 | 22 | 0.4 | 3 | 2013 | TRANFORMADORES DE MOCAMBIQUE SA | 898372 | 1016 | 45 | 930.2044 | 85.7956 | 85795.5556 |  | 41 | 50.8 | 50800 | 965.2 | 2.222% | 21.4489 | 107.2444 | 908.7556
10141103 | PMT | TRANSFORMADOR | AGCHI/PT93 | TRANSFORMADOR MARCA:EFACEC AGCHI/PT93 AGCHI/PT93 | MOAGEM GARICIA NO MAKODAMO | AGCHI/PT93 | CHIMOIO | MANICA | Bairro nº 5 | S19 07 41,37 | E033 27 33,51 | 250 | 22 | 0.4 | 3 | 2013 | EFACEC | K0008728,02 | 953 | 45 | 872.5244 | 80.4756 | 80475.5556 |  | 41 | 47.65 | 47650 | 905.35 | 2.222% | 20.1189 | 100.5944 | 852.4056
10141103 | PMT | TRANSFORMADOR | AGCHI/PT100 | TRANSFORMADOR MARCA:FST AGCHI/PT100 AGCHI/PT100 | CHISSUI EXPANSAO | AGCHI/PT100 | CHIMOIO | MANICA | Bairro Centro Hípico | S19 07 55,13 | E033 27 00,02 | 160 | 22 | 0.4 | 3 | 2013 | FST | TB 1306040 | 572 | 45 | 523.6978 | 48.3022 | 48302.2222 |  | 41 | 28.6 | 28600 | 543.4 | 2.222% | 12.0756 | 60.3778 | 511.6222
10141103 | PMT | TRANSFORMADOR | AGCHI/PT104 | TRANSFORMADOR MARCA:TRANFORMADORES DE MOCAMBIQUE SA AGCHI/PT104 AGCHI/PT104 | QUINTA DA LAGOA | AGCHI/PT104 | CHIMOIO | MANICA | BAIRRO TALANGA PASSO | S19 07 54.1 | E33 24 57.0 | 100 | 22 | 0.4 | 3 | 2013 | TRANFORMADORES DE MOCAMBIQUE SA | 895436 | 445 | 45 | 407.4222 | 37.5778 | 37577.7778 |  | 41 | 22.25 | 22250 | 422.75 | 2.222% | 9.3944 | 46.9722 | 398.0278
10141103 | PMT | TRANSFORMADOR | AGCHI/PT116 | TRANSFORMADOR MARCA:TRANFORMADORES DE MOCAMBIQUE SA AGCHI/PT116 AGCHI/PT116 | PONTE DE ARRANQUE | AGCHI/PT116 | CHIMOIO | MANICA | Bairro Tambara 2 | S 19 05 09,63 | E 033 29 24,99 | 200 | 22 | 0.4 | 3 | 2013 | TRANFORMADORES DE MOCAMBIQUE SA | 999072 | 572 | 45 | 523.6978 | 48.3022 | 48302.2222 |  | 41 | 28.6 | 28600 | 543.4 | 2.222% | 12.0756 | 60.3778 | 511.6222
10141103 | PMT | TRANSFORMADOR | AGGDL/PT23 | TRANSFORMADOR MARCA:TRANSFORMADOR DE MOZAMBIQUES AGGDL/PT23 AGGDL/PT23 | Bairro Amatongas Centro | AGGDL/PT23 | GONDOLA | MANICA | FRENTE AO BAR MOATIZE | S19 05 46,6 | E033 39 18,3 | 200 | 22 | 0.4 | 3 | 2013 | TRANSFORMADOR DE MOZAMBIQUES | 8956031 | 572 | 45 | 523.6978 | 48.3022 | 48302.2222 |  | 41 | 28.6 | 28600 | 543.4 | 2.222% | 12.0756 | 60.3778 | 511.6222
10141103 | PMT | TRANSFORMADOR | AGGDL/PT28 | TRANSFORMADOR MARCA:TRANSFORMADOR DE MOZAMBIQUES AGGDL/PT28 AGGDL/PT28 | Bairro 7 de Abril | AGGDL/PT28 | GONDOLA | MANICA | CONDUTA DA CPMZ | S19 05 46,89 | E033 39 18,06 | 200 | 22 | 0.4 | 3 | 2013 | TRANSFORMADOR DE MOZAMBIQUES | 895603 | 572 | 45 | 523.6978 | 48.3022 | 48302.2222 |  | 41 | 28.6 | 28600 | 543.4 | 2.222% | 12.0756 | 60.3778 | 511.6222
10141103 | PMT | TRANSFORMADOR | USGUR/PT2 | TRANSFORMADOR MARCA:TRANSFORMADOR DE MOZAMBIQUES USGUR/PT2 USGUR/PT2 | Bairro TseretseKama A | USGUR/PT2 | GURO | MANICA | AO LADO DAAGRICULTURA | S17 25 19,7 | E033 21 07,3 | 250 | 33 | 0.4 | 3 | 2013 | TRANSFORMADOR DE MOZAMBIQUES | 911796 | 991 | 45 | 907.3156 | 83.6844 | 83684.4444 |  | 41 | 49.55 | 49550 | 941.45 | 2.222% | 20.9211 | 104.6056 | 886.3944
10141103 | PMT | TRANSFORMADOR | USGUR/PT6 | TRANSFORMADOR MARCA:TRANSFORMADOR DE MOZAMBIQUES USGUR/PT6 USGUR/PT6 | Bairro Guebuza | USGUR/PT6 | GURO | MANICA | ESG ARMANDO GUEBUZA | S17 26 14,6 | E03320 47,3 | 200 | 33 | 0.4 | 3 | 2013 | TRANSFORMADOR DE MOZAMBIQUES | 904915 | 991 | 45 | 907.3156 | 83.6844 | 83684.4444 |  | 41 | 49.55 | 49550 | 941.45 | 2.222% | 20.9211 | 104.6056 | 886.3944
10141103 | PMT | TRANSFORMADOR | USMCZ/PT3 | TRANSFORMADOR MARCA:MARSONS USMCZ/PT3 USMCZ/PT3 | Bairro Eduardo Mondlane | USMCZ/PT3 | MACHAZE | MANICA | NA ZONA DAS CANTINAS | S20 48 29.3 | E33 23 26.7 | 100 | 33 | 0.4 | 3 | 2013 | MARSONS | 80889 | 763 | 45 | 698.5689 | 64.4311 | 64431.1111 |  | 41 | 38.15 | 38150 | 724.85 | 2.222% | 16.1078 | 80.5389 | 682.4611
10141103 | PMT | TRANSFORMADOR | USMCZ/PT5 | TRANSFORMADOR MARCA:MARSONS USMCZ/PT5 USMCZ/PT5 | Bairro Maguiguana | USMCZ/PT5 | MACHAZE | MANICA | ESCOLA MATAMBO | S20 45 58.3 | E33 25 12.5 | 50 | 33 | 0.4 | 3 | 2013 | MARSONS | 80920 | 643 | 45 | 588.7022 | 54.2978 | 54297.7778 |  | 41 | 32.15 | 32150 | 610.85 | 2.222% | 13.5744 | 67.8722 | 575.1278
10141103 | PMT | TRANSFORMADOR | USMCZ/PT6 | TRANSFORMADOR MARCA:MARSONS USMCZ/PT6 USMCZ/PT6 | Bairro Chipudje | USMCZ/PT6 | MACHAZE | MANICA | LOCALODADE DE CHIPUDJE | S20 40 16.6 | E33 31 58.9 | 100 | 33 | 0.4 | 3 | 2013 | MARSONS | 80890 | 763 | 45 | 698.5689 | 64.4311 | 64431.1111 |  | 41 | 38.15 | 38150 | 724.85 | 2.222% | 16.1078 | 80.5389 | 682.4611
10141103 | PMT | TRANSFORMADOR | USMCZ/PT8 | TRANSFORMADOR MARCA:MARSONS USMCZ/PT8 USMCZ/PT8 | Bairro Muligue | USMCZ/PT8 | MACHAZE | MANICA | NO MULIGUE | S20 28 38.6 | E33 42 05.9 | 50 | 33 | 0.4 | 3 | 2013 | MARSONS | 80923 | 643 | 45 | 588.7022 | 54.2978 | 54297.7778 |  | 41 | 32.15 | 32150 | 610.85 | 2.222% | 13.5744 | 67.8722 | 575.1278
10141103 | PMT | TRANSFORMADOR | PT 414 | TRANSFORMADOR MARCA:Transformers de Mozambique PT 414 PT 414 |  | PT 414 | Maxaquene |  |  |  |  | 315 | 11 | 0.4 | 3Ø | 2013 | Transformers de Mozambique | 895532 | 840 | 45 | 769.0667 | 70.9333 | 70933.3333 |  | 41 | 42 | 42000 | 798 | 2.222% | 17.7333 | 88.6667 | 751.3333
10141103 | PMT | TRANSFORMADOR | PT 157 | TRANSFORMADOR MARCA:Transformadores de Mocambique PT 157 PT 157 |  | PT 157 | Mabukwane |  |  |  |  | 500 | 11 | 0.4 | 3Ø | 2013 | Transformadores de Mocambique | 395553 | 1016 | 45 | 930.2044 | 85.7956 | 85795.5556 |  | 41 | 50.8 | 50800 | 965.2 | 2.222% | 21.4489 | 107.2444 | 908.7556
10141103 | PMT | TRANSFORMADOR | PTS 388 | TRANSFORMADOR MARCA:Transformadores de Mocambique PTS 388 PTS 388 |  | PTS 388 | Matola | Fomento |  | 32.486485 | -25.928849 | 315 | 33 | 0.4 | 3Ø | 2013 | Transformadores de Mocambique | 138814 | 1039 | 45 | 951.2622 | 87.7378 | 87737.7778 |  | 41 | 51.95 | 51950 | 987.05 | 2.222% | 21.9344 | 109.6722 | 929.3278
10141103 | PMT | TRANSFORMADOR | PTS 62 | TRANSFORMADOR MARCA:Transformadores de Mocambique PTS 62 PTS 62 |  | PTS 62 | Matola | Liberdade |  | 32.467800 | -25.920984 | 630 | 33 | 0.4 | 3Ø | 2013 | Transformadores de Mocambique | 894636 | 1200 | 45 | 1098.6667 | 101.3333 | 101333.3333 |  | 41 | 60 | 60000 | 1140 | 2.222% | 25.3333 | 126.6667 | 1073.3333
10141103 | PMT | TRANSFORMADOR | PTS 63 | TRANSFORMADOR MARCA:Transformadores de Mocambique PTS 63 PTS 63 |  | PTS 63 | Matola | Liberdade |  | 32.482473 | -25.917166 | 500 | 33 | 0.4 | 3Ø | 2013 | Transformadores de Mocambique | 895611 | 1200 | 45 | 1098.6667 | 101.3333 | 101333.3333 |  | 41 | 60 | 60000 | 1140 | 2.222% | 25.3333 | 126.6667 | 1073.3333
10141103 | PMT | TRANSFORMADOR | PTS 95 | TRANSFORMADOR MARCA:" PTS 95 PTS 95 |  | PTS 95 | Matola | Mussumbuluco |  | 32.430923 | -25.911569 | 630 | 11 | 0.4 | 3Ø | 2013 | " | 873998 | 1016 | 45 | 930.2044 | 85.7956 | 85795.5556 |  | 41 | 50.8 | 50800 | 965.2 | 2.222% | 21.4489 | 107.2444 | 908.7556
10141103 | PMT | TRANSFORMADOR | PTS 96 | TRANSFORMADOR MARCA:" PTS 96 PTS 96 |  | PTS 96 | Matola | " |  | 32.437034 | -25.929389 | 200 | 33 | 0.4 | 3Ø | 2013 | " | 904791 | 991 | 45 | 907.3156 | 83.6844 | 83684.4444 |  | 41 | 49.55 | 49550 | 941.45 | 2.222% | 20.9211 | 104.6056 | 886.3944
10141103 | PMT | TRANSFORMADOR | PTS 106 | TRANSFORMADOR MARCA:Transformadores de Mocambique PTS 106 PTS 106 |  | PTS 106 | Matola Rio | Djonasse |  | 32.416544 | -25.963033 | 500 | 33 | 0.4 | 3Ø | 2013 | Transformadores de Mocambique | 895609 | 1200 | 45 | 1098.6667 | 101.3333 | 101333.3333 |  | 41 | 60 | 60000 | 1140 | 2.222% | 25.3333 | 126.6667 | 1073.3333
10141103 | PMT | TRANSFORMADOR | PTS 18 | TRANSFORMADOR MARCA:Transformadores de Mocambique PTS 18 PTS 18 |  | PTS 18 | Matola Rio | Djonasse |  | 32.415185 | -25.959937 | 250 | 33 | 0.4 | 3Ø | 2013 | Transformadores de Mocambique | 911802 | 991 | 45 | 907.3156 | 83.6844 | 83684.4444 |  | 41 | 49.55 | 49550 | 941.45 | 2.222% | 20.9211 | 104.6056 | 886.3944
10141103 | PMT | TRANSFORMADOR | PTS 455 | TRANSFORMADOR MARCA:Transformadores de Mocambique PTS 455 PTS 455 |  | PTS 455 | Matola Rio | Djuba |  | 32.412302 | -25.943400 | 200 | 33 | 0.4 | 3Ø | 2013 | Transformadores de Mocambique | 995632 | 991 | 45 | 907.3156 | 83.6844 | 83684.4444 |  | 41 | 49.55 | 49550 | 941.45 | 2.222% | 20.9211 | 104.6056 | 886.3944
10141103 | PMT | TRANSFORMADOR | PTS 505 | TRANSFORMADOR MARCA:Transformadores de Mocambique PTS 505 PTS 505 |  | PTS 505 | Matola Rio | Djuba |  | 32.418530 | -25.950959 | 200 | 33 | 0.4 | 3Ø | 2013 | Transformadores de Mocambique | 895618 | 991 | 45 | 907.3156 | 83.6844 | 83684.4444 |  | 41 | 49.55 | 49550 | 941.45 | 2.222% | 20.9211 | 104.6056 | 886.3944
10141103 | PMT | TRANSFORMADOR | PTS 836 | TRANSFORMADOR MARCA:Transformadores de Mocambique PTS 836 PTS 836 |  | PTS 836 | Matola Rio | Djonasse |  | 32.403183 | -25.946090 | 250 | 33 | 0.4 | 3Ø | 2013 | Transformadores de Mocambique | 904921 | 991 | 45 | 907.3156 | 83.6844 | 83684.4444 |  | 41 | 49.55 | 49550 | 941.45 | 2.222% | 20.9211 | 104.6056 | 886.3944
10141103 | PMT | TRANSFORMADOR | PTS 583 | TRANSFORMADOR MARCA:EFACEC PTS 583 PTS 583 |  | PTS 583 | Matola Rio | Djonasse |  | 32.401301 | -25.939881 | 160 | 33 | 0.4 | 3Ø | 2013 | EFACEC | K008505.02 | 991 | 45 | 907.3156 | 83.6844 | 83684.4444 |  | 41 | 49.55 | 49550 | 941.45 | 2.222% | 20.9211 | 104.6056 | 886.3944
10141103 | PMT | TRANSFORMADOR | PTS 795 | TRANSFORMADOR MARCA:Transformadores de Mocambique PTS 795 PTS 795 |  | PTS 795 | Boane | Boane |  | 32.332930 | -25.032441 | 315 | 33 | 0.4 | 3Ø | 2013 | Transformadores de Mocambique | 1306130 | 1039 | 45 | 951.2622 | 87.7378 | 87737.7778 |  | 41 | 51.95 | 51950 | 987.05 | 2.222% | 21.9344 | 109.6722 | 929.3278
10141103 | PMT | TRANSFORMADOR | PTS 801 | TRANSFORMADOR MARCA:Transformadores de Mocambique PTS 801 PTS 801 |  | PTS 801 | Boane | Licaene |  | 32.412184 | -25.068490 | 200 | 33 | 0.4 | 3Ø | 2013 | Transformadores de Mocambique | 911797 | 991 | 45 | 907.3156 | 83.6844 | 83684.4444 |  | 41 | 49.55 | 49550 | 941.45 | 2.222% | 20.9211 | 104.6056 | 886.3944
10141103 | PMT | TRANSFORMADOR | PTS 1047 | TRANSFORMADOR MARCA:Transformadores de Mocambique PTS 1047 PTS 1047 |  | PTS 1047 | Boane | Mahubo |  | 32.346274 | -25.125841 | 200 | 33 | 0.4 | 3Ø | 2013 | Transformadores de Mocambique | 904919 | 991 | 45 | 907.3156 | 83.6844 | 83684.4444 |  | 41 | 49.55 | 49550 | 941.45 | 2.222% | 20.9211 | 104.6056 | 886.3944
10141103 | PMT | TRANSFORMADOR | PTS 822 | TRANSFORMADOR MARCA:Transformadores de Mocambique PTS 822 PTS 822 |  | PTS 822 | Boane | Umpala |  | 32.324766 | -25.071042 | 100 | 33 | 0.4 | 3Ø | 2013 | Transformadores de Mocambique | 895424 | 763 | 45 | 698.5689 | 64.4311 | 64431.1111 |  | 41 | 38.15 | 38150 | 724.85 | 2.222% | 16.1078 | 80.5389 | 682.4611
10141103 | PMT | TRANSFORMADOR | PTS 821 | TRANSFORMADOR MARCA:Transformadores de Mocambique PTS 821 PTS 821 |  | PTS 821 | Boane | Massaca |  | 32.272534 | -25.072531 | 250 | 33 | 0.4 | 3Ø | 2013 | Transformadores de Mocambique | 911797 | 991 | 45 | 907.3156 | 83.6844 | 83684.4444 |  | 41 | 49.55 | 49550 | 941.45 | 2.222% | 20.9211 | 104.6056 | 886.3944
10141103 | PMT | TRANSFORMADOR | PTS 864 | TRANSFORMADOR MARCA:Transformadores de Mocambique PTS 864 PTS 864 |  | PTS 864 | Boane | Mboene |  | 32.253092 | -25.129045 | 32 | 33 | 0.23 | 1Ø | 2013 | Transformadores de Mocambique | 895451 | 643 | 45 | 588.7022 | 54.2978 | 54297.7778 |  | 41 | 32.15 | 32150 | 610.85 | 2.222% | 13.5744 | 67.8722 | 575.1278
10141103 | PMT | TRANSFORMADOR | PTS 868 | TRANSFORMADOR MARCA:EFACEC PTS 868 PTS 868 |  | PTS 868 | Boane | Boane |  | 32.330641 | -25.044552 | 315 | 33 | 0.4 | 3Ø | 2013 | EFACEC | K008725.04 | 1039 | 45 | 951.2622 | 87.7378 | 87737.7778 |  | 41 | 51.95 | 51950 | 987.05 | 2.222% | 21.9344 | 109.6722 | 929.3278
10141103 | PMT | TRANSFORMADOR | PTS 773 | TRANSFORMADOR MARCA:Transformadores de Mocambique PTS 773 PTS 773 |  | PTS 773 | Boane | Changalane |  | 32.254616 | -25.357233 | 32 | 33 | 0.23 | 1Ø | 2013 | Transformadores de Mocambique | 395449 | 643 | 45 | 588.7022 | 54.2978 | 54297.7778 |  | 41 | 32.15 | 32150 | 610.85 | 2.222% | 13.5744 | 67.8722 | 575.1278
10141103 | PMT | TRANSFORMADOR | PTS 1033 | TRANSFORMADOR MARCA:Transformadores de Mocambique PTS 1033 PTS 1033 |  | PTS 1033 | Boane | Inhaca |  | 32.920092 | -25.044247 | 32 | 33 | 0.23 | 1Ø | 2013 | Transformadores de Mocambique | 895454 | 643 | 45 | 588.7022 | 54.2978 | 54297.7778 |  | 41 | 32.15 | 32150 | 610.85 | 2.222% | 13.5744 | 67.8722 | 575.1278
10141103 | PMT | TRANSFORMADOR | PT 411 | TRANSFORMADOR MARCA:Transformadores de Mozambique PT 411 | Kamubucuane |  | Maputo |  |  | 32,6321622 | -25,8425766 | 200 | 33 | 0,4 | 3Φ | 2013 | Transformadores de Mozambique | 895585 | 991 | 45 | 907.3156 | 83.6844 | 83684.4444 |  | 41 | 49.55 | 49550 | 941.45 | 2.222% | 20.9211 | 104.6056 | 886.3944
10141103 | PMT | TRANSFORMADOR | PT 195R | TRANSFORMADOR MARCA:Transformadores de Mozambique PT 195R | Kamubucuane |  | Maputo |  |  | 32,6417575 | -25,8421824 | 315 | 33 | 0,4 | 3Φ | 2013 | Transformadores de Mozambique | 895592 | 1039 | 45 | 951.2622 | 87.7378 | 87737.7778 |  | 41 | 51.95 | 51950 | 987.05 | 2.222% | 21.9344 | 109.6722 | 929.3278
10141103 | PMT | TRANSFORMADOR | PT 48 | TRANSFORMADOR MARCA:Transformadores de Mozambique PT 48 | Mahotas |  | Maputo |  |  | 32,6178883 | -25,9197094 | 500 | 11 | 0,4 | 3Φ | 2013 | Transformadores de Mozambique | 895535 | 1016 | 45 | 930.2044 | 85.7956 | 85795.5556 |  | 41 | 50.8 | 50800 | 965.2 | 2.222% | 21.4489 | 107.2444 | 908.7556
10141103 | PMT | TRANSFORMADOR | PT 175 | TRANSFORMADOR MARCA:Transformadores de Mozambique PT 175 | Mahotas |  | Maputo |  |  | 32,6558896 | -25,9061294 | 500 | 11 | 0,4 | 3Φ | 2013 | Transformadores de Mozambique | 895537 | 1016 | 45 | 930.2044 | 85.7956 | 85795.5556 |  | 41 | 50.8 | 50800 | 965.2 | 2.222% | 21.4489 | 107.2444 | 908.7556
10141103 | PMT | TRANSFORMADOR | PT 305 | TRANSFORMADOR MARCA:ABB PT 305 | Mahotas |  | Maputo |  |  | 32,6581682 | -25,8925303 | 160 | 11 | 0,4 | 3Φ | 2013 | ABB |  | 572 | 45 | 523.6978 | 48.3022 | 48302.2222 |  | 41 | 28.6 | 28600 | 543.4 | 2.222% | 12.0756 | 60.3778 | 511.6222
10141103 | PMT | TRANSFORMADOR | PT 176 | TRANSFORMADOR MARCA:Efacec PT 176 | Mahotas |  | Maputo |  |  | 32,6587555 | -25,8890693 | 315 | 11 | 0,4 | 3Φ | 2013 | Efacec |  | 840 | 45 | 769.0667 | 70.9333 | 70933.3333 |  | 41 | 42 | 42000 | 798 | 2.222% | 17.7333 | 88.6667 | 751.3333
10141103 | PMT | TRANSFORMADOR | PT 391R | TRANSFORMADOR MARCA:Transformadores de Mozambique PT 391R | Guava |  | Maputo |  |  | 32,6541652 | -25,8355781 | 200 | 33 | 0.4 | 3Φ | 2013 | Transformadores de Mozambique | 915367 | 991 | 45 | 907.3156 | 83.6844 | 83684.4444 |  | 41 | 49.55 | 49550 | 941.45 | 2.222% | 20.9211 | 104.6056 | 886.3944
10141103 | PMT | TRANSFORMADOR | PT 245R | TRANSFORMADOR MARCA:Transformadores de Mozambique PT 245R | Guava |  | Maputo |  |  | 32,6181516 | -25,7562302 | 200 | 33 | 0.4 | 3Φ | 2013 | Transformadores de Mozambique | 911799 | 991 | 45 | 907.3156 | 83.6844 | 83684.4444 |  | 41 | 49.55 | 49550 | 941.45 | 2.222% | 20.9211 | 104.6056 | 886.3944
10141103 | PMT | TRANSFORMADOR | PT 20B | TRANSFORMADOR MARCA:Transformadores de Mozambique PT 20B | Guava |  | Maputo |  |  | 32,5819974 | -25,8280856 | 315 | 11 | 0.4 | 3Φ | 2013 | Transformadores de Mozambique | 1306049 | 840 | 45 | 769.0667 | 70.9333 | 70933.3333 |  | 41 | 42 | 42000 | 798 | 2.222% | 17.7333 | 88.6667 | 751.3333
10141103 | PMT | TRANSFORMADOR | PTD 6 | TRANSFORMADOR MARCA:Transformadores de Mozambique PTD 6 | Guava |  | Maputo |  |  | 32,5817162 | -25,8286756 | 315 | 11 | 0.4 | 3Φ | 2013 | Transformadores de Mozambique | 1306047 | 840 | 45 | 769.0667 | 70.9333 | 70933.3333 |  | 41 | 42 | 42000 | 798 | 2.222% | 17.7333 | 88.6667 | 751.3333
10141103 | PMT | TRANSFORMADOR | PTD 3 | TRANSFORMADOR MARCA:Transformadores de Mozambique PTD 3 | Guava |  | Maputo |  |  | 32,5813612 | -25,8298551 | 315 | 11 | 0.4 | 3Φ | 2013 | Transformadores de Mozambique | 1306054 | 840 | 45 | 769.0667 | 70.9333 | 70933.3333 |  | 41 | 42 | 42000 | 798 | 2.222% | 17.7333 | 88.6667 | 751.3333
10141103 | PMT | TRANSFORMADOR | PTD 2 | TRANSFORMADOR MARCA:Transformadores de Mozambique PTD 2 | Guava |  | Maputo |  |  | 32,5811502 | -25,8304836 | 315 | 11 | 0.4 | 3Φ | 2013 | Transformadores de Mozambique | 1306053 | 840 | 45 | 769.0667 | 70.9333 | 70933.3333 |  | 41 | 42 | 42000 | 798 | 2.222% | 17.7333 | 88.6667 | 751.3333
10141103 | PMT | TRANSFORMADOR | WATER OLYMPIC | TRANSFORMADOR MARCA:Transformadores de Mozambique WATER OLYMPIC | Guava |  | Maputo |  |  | 32,5801966 | -25,8286322 | 315 | 11 | 0.4 | 3Φ | 2013 | Transformadores de Mozambique | 1306052 | 840 | 45 | 769.0667 | 70.9333 | 70933.3333 |  | 41 | 42 | 42000 | 798 | 2.222% | 17.7333 | 88.6667 | 751.3333
10141103 | PMT | TRANSFORMADOR | PT 125R | TRANSFORMADOR MARCA:Transformadores de Mozambique PT 125R | Guava |  | Maputo |  |  | 32,6225786 | -25,8367132 | 630 | 33 | 0.4 | 3Φ | 2013 | Transformadores de Mozambique | 898396 | 1200 | 45 | 1098.6667 | 101.3333 | 101333.3333 |  | 41 | 60 | 60000 | 1140 | 2.222% | 25.3333 | 126.6667 | 1073.3333
10141103 | PMT | TRANSFORMADOR | PT 83R | TRANSFORMADOR MARCA:Transformadores de Mozambique PT 83R | Guava |  | Maputo |  |  | 32,6086272 | -25,7774537 | 500 | 33 | 0,4 | 3Φ | 2013 | Transformadores de Mozambique | 898078 | 1200 | 45 | 1098.6667 | 101.3333 | 101333.3333 |  | 41 | 60 | 60000 | 1140 | 2.222% | 25.3333 | 126.6667 | 1073.3333
10141103 | PMT | TRANSFORMADOR | PT 255R | TRANSFORMADOR MARCA:Efacec PT 255R | Guava |  | Maputo |  |  | 32,5811428 | -25,7465796 | 315 | 33 | 0,4 | 3Φ | 2013 | Efacec | K-008725.01 | 1039 | 45 | 951.2622 | 87.7378 | 87737.7778 |  | 41 | 51.95 | 51950 | 987.05 | 2.222% | 21.9344 | 109.6722 | 929.3278
10141103 | PMT | TRANSFORMADOR | PTS 49 | TRANSFORMADOR MARCA:Efacec PTS 49 | Infulene |  | Maputo |  |  | 32,5351795 | -25,8843939 | 160 | 33 | 0,4 | 3Φ | 2013 | Efacec | K008724,19 | 991 | 45 | 907.3156 | 83.6844 | 83684.4444 |  | 41 | 49.55 | 49550 | 941.45 | 2.222% | 20.9211 | 104.6056 | 886.3944
10141103 | PMT | TRANSFORMADOR | PT 204 | TRANSFORMADOR MARCA:Efacec PT 204 | Infulene |  | Maputo |  |  | 32,5316772 | -25,8647903 | 500 | 33 | 0,4 | 3Φ | 2013 | Efacec | K008726,03 | 1200 | 45 | 1098.6667 | 101.3333 | 101333.3333 |  | 41 | 60 | 60000 | 1140 | 2.222% | 25.3333 | 126.6667 | 1073.3333
10141103 | PMT | TRANSFORMADOR | PT 205 | TRANSFORMADOR MARCA:Powertech PT 205 | Infulene |  | Maputo |  |  | 32,5234105 | -25,8626964 | 500 | 33 | 0,4 | 3Φ | 2013 | Powertech | 20793501/02 | 1200 | 45 | 1098.6667 | 101.3333 | 101333.3333 |  | 41 | 60 | 60000 | 1140 | 2.222% | 25.3333 | 126.6667 | 1073.3333
10141103 | PMT | TRANSFORMADOR | PT 517 | TRANSFORMADOR MARCA:Transformadores de Mozambique PT 517 | Zimpeto |  | Maputo |  |  | 32,5571557 | -25,8434209 | 200 | 33 | 0,4 | 3Φ | 2013 | Transformadores de Mozambique | 911786 | 991 | 45 | 907.3156 | 83.6844 | 83684.4444 |  | 41 | 49.55 | 49550 | 941.45 | 2.222% | 20.9211 | 104.6056 | 886.3944
10141103 | PMT | TRANSFORMADOR | PT 217 | TRANSFORMADOR MARCA:Transformadores de Mozambique PT 217 | Zimpeto |  | Maputo |  |  | 32,5408647 | -25,8449593 | 200 | 33 | 0,4 | 3Φ | 2013 | Transformadores de Mozambique | 1301037 | 991 | 45 | 907.3156 | 83.6844 | 83684.4444 |  | 41 | 49.55 | 49550 | 941.45 | 2.222% | 20.9211 | 104.6056 | 886.3944
10141103 | PMT | TRANSFORMADOR | PT 261 | TRANSFORMADOR MARCA:Transforman PT 261 | Zimpeto |  | Maputo |  |  | 32,5376129 | -25,8317679 | 160 | 33 | 0,4 | 3Φ | 2013 | Transforman | TB1308058 | 991 | 45 | 907.3156 | 83.6844 | 83684.4444 |  | 41 | 49.55 | 49550 | 941.45 | 2.222% | 20.9211 | 104.6056 | 886.3944
10141103 | PMT | TRANSFORMADOR | PTS 435 | TRANSFORMADOR MARCA: PTS 435 | Zimpeto |  | Maputo |  |  | 32,5168335 | -25,9152747 | 160 | 33 | 0,4 | 3Φ | 2013 |  |  | 991 | 45 | 907.3156 | 83.6844 | 83684.4444 |  | 41 | 49.55 | 49550 | 941.45 | 2.222% | 20.9211 | 104.6056 | 886.3944
10141103 | PMT | TRANSFORMADOR | PT 662 | TRANSFORMADOR MARCA:Transformadores de Mozambique PT 662 | Manhica |  | Maputo |  |  | 32,8544056 | -25,2800155 | 250 | 33 | 0,4 | 3Φ | 2013 | Transformadores de Mozambique | 895563 | 991 | 45 | 907.3156 | 83.6844 | 83684.4444 |  | 41 | 49.55 | 49550 | 941.45 | 2.222% | 20.9211 | 104.6056 | 886.3944
10141103 | PMT | TRANSFORMADOR | PT 669 | TRANSFORMADOR MARCA:Transformadores de Mozambique PT 669 | Manhica |  | Maputo |  |  | 32,8485761 | -25,2838754 | 32 | 33 | 0,4 | 2Φ | 2013 | Transformadores de Mozambique | 895461 | 643 | 45 | 588.7022 | 54.2978 | 54297.7778 |  | 41 | 32.15 | 32150 | 610.85 | 2.222% | 13.5744 | 67.8722 | 575.1278
10141103 | PMT | TRANSFORMADOR | PTS 1061 | TRANSFORMADOR MARCA:Transformadores de Mozambique PTS 1061 | Manhica |  | Maputo |  |  | 32,7731261 | -25,4341044 | 100 | 33 | 0,4 | 3Φ | 2013 | Transformadores de Mozambique | 895443 | 763 | 45 | 698.5689 | 64.4311 | 64431.1111 |  | 41 | 38.15 | 38150 | 724.85 | 2.222% | 16.1078 | 80.5389 | 682.4611
10141103 | PMT | TRANSFORMADOR | PTS 670 | TRANSFORMADOR MARCA:Transformadores de Mozambique PTS 670 | Rihondza |  | Maputo |  |  | 32,7739396 | -25,4274338 | 32 | 33 | 0,4 | 2Φ | 2013 | Transformadores de Mozambique | 895452 | 643 | 45 | 588.7022 | 54.2978 | 54297.7778 |  | 41 | 32.15 | 32150 | 610.85 | 2.222% | 13.5744 | 67.8722 | 575.1278
10141103 | PMT | TRANSFORMADOR | PTS 639 | TRANSFORMADOR MARCA:Transformadores de Mozambique PTS 639 | Rihondza |  | Maputo |  |  | 32,7762916 | -25,4323942 | 32 | 33 | 0,4 | 2Φ | 2013 | Transformadores de Mozambique | 895469 | 643 | 45 | 588.7022 | 54.2978 | 54297.7778 |  | 41 | 32.15 | 32150 | 610.85 | 2.222% | 13.5744 | 67.8722 | 575.1278
10141103 | PMT | TRANSFORMADOR | PT 117 | TRANSFORMADOR MARCA:Transformadores de Mozambique PT 117 | Mashava |  | Maputo |  |  | 32,4956088 | -25,9170397 | 315 | 33 | 0,4 | 3Φ | 2013 | Transformadores de Mozambique | 895579 | 1039 | 45 | 951.2622 | 87.7378 | 87737.7778 |  | 41 | 51.95 | 51950 | 987.05 | 2.222% | 21.9344 | 109.6722 | 929.3278
10141103 | PMT | TRANSFORMADOR | PTS 117 | TRANSFORMADOR MARCA:Efacec PTS 117 | Mashava |  | Maputo |  |  | 32,5034406 | -25,9212861 | 500 | 33 | 0,4 | 3Φ | 2013 | Efacec | K008726.02 | 1200 | 45 | 1098.6667 | 101.3333 | 101333.3333 |  | 41 | 60 | 60000 | 1140 | 2.222% | 25.3333 | 126.6667 | 1073.3333
10141103 | PMT | TRANSFORMADOR | PTS 545 | TRANSFORMADOR MARCA:Transformadores de Mozambique PTS 545 | Mashava |  | Maputo |  |  | 32,4942529 | -25,8889025 | 200 | 33 | 0,4 | 3Φ | 2013 | Transformadores de Mozambique | 143088 | 991 | 45 | 907.3156 | 83.6844 | 83684.4444 |  | 41 | 49.55 | 49550 | 941.45 | 2.222% | 20.9211 | 104.6056 | 886.3944
10141103 | PMT | TRANSFORMADOR | PT 151 | TRANSFORMADOR MARCA:Efacec PT 151 | Mashava |  | Maputo |  |  | 32,5117397 | -25,9129226 | 500 | 33 | 0,4 | 3Φ | 2013 | Efacec | K008726.04 | 1200 | 45 | 1098.6667 | 101.3333 | 101333.3333 |  | 41 | 60 | 60000 | 1140 | 2.222% | 25.3333 | 126.6667 | 1073.3333
10141103 | PMT | TRANSFORMADOR | PT 509 | TRANSFORMADOR MARCA:Freestate Transformers PT 509 | Mashava |  | Maputo |  |  | 32,4888913 | -25,8744502 | 250 | 33 | 0,4 | 3Φ | 2013 | Freestate Transformers | TB1307068 | 991 | 45 | 907.3156 | 83.6844 | 83684.4444 |  | 41 | 49.55 | 49550 | 941.45 | 2.222% | 20.9211 | 104.6056 | 886.3944
10141103 | PMT | TRANSFORMADOR | PT 362 | TRANSFORMADOR MARCA:Efacec PT 362 | Mashava |  | Maputo |  |  | 32,4679134 | -25,8783934 | 160 | 33 | 0,4 | 3Φ | 2013 | Efacec | K008724.03 | 991 | 45 | 907.3156 | 83.6844 | 83684.4444 |  | 41 | 49.55 | 49550 | 941.45 | 2.222% | 20.9211 | 104.6056 | 886.3944
10141103 | PMT | TRANSFORMADOR | PT 342 | TRANSFORMADOR MARCA:Freestate Transformers PT 342 | Mashava |  | Maputo |  |  | 32,4636417 | -25,8955481 | 250 | 33 | 0,4 | 3Φ | 2013 | Freestate Transformers | TB1306107 | 991 | 45 | 907.3156 | 83.6844 | 83684.4444 |  | 41 | 49.55 | 49550 | 941.45 | 2.222% | 20.9211 | 104.6056 | 886.3944
10141103 | PMT | TRANSFORMADOR | PT 324 | TRANSFORMADOR MARCA:Freestate Transformers PT 324 | Mashava |  | Maputo |  |  | 32,4472795 | -25,8766425 | 200 | 33 | 0,4 | 3Φ | 2013 | Freestate Transformers | TB1306099 | 991 | 45 | 907.3156 | 83.6844 | 83684.4444 |  | 41 | 49.55 | 49550 | 941.45 | 2.222% | 20.9211 | 104.6056 | 886.3944
10141103 | PMT | TRANSFORMADOR | PT 326 | TRANSFORMADOR MARCA:Transformadores de Mozambique PT 326 | Mashava |  | Maputo |  |  | 32,4513855 | -25,8700994 | 100 | 33 | 0,4 | 3Φ | 2013 | Transformadores de Mozambique | 893429 | 763 | 45 | 698.5689 | 64.4311 | 64431.1111 |  | 41 | 38.15 | 38150 | 724.85 | 2.222% | 16.1078 | 80.5389 | 682.4611
10141103 | PMT | TRANSFORMADOR | PTS 516 | TRANSFORMADOR MARCA:Transformadores de Mozambique PTS 516 | Mashava |  | Maputo |  |  | 32,4745082 | -25,8454547 | 200 | 33 | 0,4 | 3Φ | 2013 | Transformadores de Mozambique | 979622 | 991 | 45 | 907.3156 | 83.6844 | 83684.4444 |  | 41 | 49.55 | 49550 | 941.45 | 2.222% | 20.9211 | 104.6056 | 886.3944
10141103 | PMT | TRANSFORMADOR | PTS 828 | TRANSFORMADOR MARCA:Transformadores de Mozambique PTS 828 | Mashava |  | Maputo |  |  | 32,4811273 | -25,8355260 | 250 | 33 | 0,4 | 3Φ | 2013 | Transformadores de Mozambique | 1307048 | 991 | 45 | 907.3156 | 83.6844 | 83684.4444 |  | 41 | 49.55 | 49550 | 941.45 | 2.222% | 20.9211 | 104.6056 | 886.3944
10141103 | PMT | TRANSFORMADOR | PTS 488 | TRANSFORMADOR MARCA:Freestate Transformers PTS 488 | Mashava |  | Maputo |  |  | 32,4939372 | -25,8590727 | 315 | 33 | 0,4 | 3Φ | 2013 | Freestate Transformers | TB1306088 | 1039 | 45 | 951.2622 | 87.7378 | 87737.7778 |  | 41 | 51.95 | 51950 | 987.05 | 2.222% | 21.9344 | 109.6722 | 929.3278
10141103 | PMT | TRANSFORMADOR | PT 135 | TRANSFORMADOR MARCA:Transformadores de Mozambique PT 135 | Mashava |  | Maputo |  |  | 32,4987565 | -25,8394482 | 200 | 33 | 0,4 | 3Φ | 2013 | Transformadores de Mozambique | 904797 | 991 | 45 | 907.3156 | 83.6844 | 83684.4444 |  | 41 | 49.55 | 49550 | 941.45 | 2.222% | 20.9211 | 104.6056 | 886.3944
10141103 | PMT | TRANSFORMADOR | PTS 453 | TRANSFORMADOR MARCA:Transformadores de Mozambique PTS 453 | Mashava |  | Maputo |  |  | 32,4832377 | -25,8294335 | 200 | 33 | 0,4 | 3Φ | 2013 | Transformadores de Mozambique | 904920 | 991 | 45 | 907.3156 | 83.6844 | 83684.4444 |  | 41 | 49.55 | 49550 | 941.45 | 2.222% | 20.9211 | 104.6056 | 886.3944
10141103 | PMT | TRANSFORMADOR | PTS 568 | TRANSFORMADOR MARCA:Transformadores de Mozambique PTS 568 | Mashava |  | Maputo |  |  | 32,4913886 | -25,8184452 | 250 | 33 | 0,4 | 3Φ | 2013 | Transformadores de Mozambique | 911800 | 991 | 45 | 907.3156 | 83.6844 | 83684.4444 |  | 41 | 49.55 | 49550 | 941.45 | 2.222% | 20.9211 | 104.6056 | 886.3944
10141103 | PMT | TRANSFORMADOR | PTS 1137 | TRANSFORMADOR MARCA:Transformadores de Mozambique PTS 1137 | Mashava |  | Maputo |  |  | 32,5004304 | -25,8087342 | 315 | 33 | 0,4 | 3Φ | 2013 | Transformadores de Mozambique | 130119 | 1039 | 45 | 951.2622 | 87.7378 | 87737.7778 |  | 41 | 51.95 | 51950 | 987.05 | 2.222% | 21.9344 | 109.6722 | 929.3278
10141103 | PMT | TRANSFORMADOR | PTS 926 | TRANSFORMADOR MARCA:Transformadores de Mozambique PTS 926 | Mashava |  | Maputo |  |  | 32,4443754 | -25,8381828 | 100 | 33 | 0,4 | 3Φ | 2013 | Transformadores de Mozambique | 895415 | 763 | 45 | 698.5689 | 64.4311 | 64431.1111 |  | 41 | 38.15 | 38150 | 724.85 | 2.222% | 16.1078 | 80.5389 | 682.4611
10141103 | PMT | TRANSFORMADOR | PTS 425 | TRANSFORMADOR MARCA:Transformadores de Mozambique PTS 425 | Mashava |  | Maputo |  |  | 32,4471105 | -25,8344892 | 200 | 33 | 0,4 | 3Φ | 2013 | Transformadores de Mozambique | 915366 | 991 | 45 | 907.3156 | 83.6844 | 83684.4444 |  | 41 | 49.55 | 49550 | 941.45 | 2.222% | 20.9211 | 104.6056 | 886.3944
10141103 | PMT | TRANSFORMADOR | PTS 860 | TRANSFORMADOR MARCA:Transformadores de Mozambique PTS 860 | Mashava |  | Maputo |  |  | 32,1511004 | -25,2399327 | 32 | 33 | 0,4 | 2Φ | 2013 | Transformadores de Mozambique | 895471 | 643 | 45 | 588.7022 | 54.2978 | 54297.7778 |  | 41 | 32.15 | 32150 | 610.85 | 2.222% | 13.5744 | 67.8722 | 575.1278
10141103 | PMT | TRANSFORMADOR | PT 310R | TRANSFORMADOR MARCA:Transformadores de Mozambique PT 310R | Katembe |  | Maputo |  |  | 32,5812223 | -26,0431847 | 160 | 33 | 0,4 | 3Φ | 2013 | Transformadores de Mozambique | 895615 | 991 | 45 | 907.3156 | 83.6844 | 83684.4444 |  | 41 | 49.55 | 49550 | 941.45 | 2.222% | 20.9211 | 104.6056 | 886.3944
10141103 | PMT | TRANSFORMADOR | PTS 685 | TRANSFORMADOR MARCA:MARSON'S PTS 685 | Bela Vista |  | Maputo |  |  | 32,6624371 | -26,4719806 | 100 | 33 | 0,4 | 3Φ | 2013 | MARSON'S | 80898 | 763 | 45 | 698.5689 | 64.4311 | 64431.1111 |  | 41 | 38.15 | 38150 | 724.85 | 2.222% | 16.1078 | 80.5389 | 682.4611
10141103 | PMT | TRANSFORMADOR | PT 56 RH | TRANSFORMADOR MARCA:Powertech PT 56 RH | Maxixe |  | Inhambane |  |  | 32,3479215 | -23,8595873 | 315 | 6.6 | 0,4 | 3Φ | 2013 | Powertech | 20801201/01 | 840 | 45 | 769.0667 | 70.9333 | 70933.3333 |  | 41 | 42 | 42000 | 798 | 2.222% | 17.7333 | 88.6667 | 751.3333
10141103 | PMT | TRANSFORMADOR | PT 31 RE | TRANSFORMADOR MARCA:Transformadores de Mozambique PT 31 RE | Maxixe |  | Inhambane |  |  | 32,3403188 | -23,8652776 | 315 | 33 | 0,4 | 3Φ | 2013 | Transformadores de Mozambique | 895507 | 1039 | 45 | 951.2622 | 87.7378 | 87737.7778 |  | 41 | 51.95 | 51950 | 987.05 | 2.222% | 21.9344 | 109.6722 | 929.3278
10141103 | PMT | TRANSFORMADOR | PT 21 RE | TRANSFORMADOR MARCA:Transformadores de Mozambique PT 21 RE | Maxixe |  | Inhambane |  |  | 32,3214097 | -23,8497411 | 200 | 33 | 0,4 | 3Φ | 2013 | Transformadores de Mozambique | 895626 | 991 | 45 | 907.3156 | 83.6844 | 83684.4444 |  | 41 | 49.55 | 49550 | 941.45 | 2.222% | 20.9211 | 104.6056 | 886.3944
10141103 | PMT | TRANSFORMADOR | PT 63 RE | TRANSFORMADOR MARCA:Transformadores de Mozambique PT 63 RE | Maxixe |  | Inhambane |  |  | 32,3325656 | -23,8247966 | 250 | 33 | 0,4 | 3Φ | 2013 | Transformadores de Mozambique | 874212 | 991 | 45 | 907.3156 | 83.6844 | 83684.4444 |  | 41 | 49.55 | 49550 | 941.45 | 2.222% | 20.9211 | 104.6056 | 886.3944
10141103 | PMT | TRANSFORMADOR | PT 36 RE | TRANSFORMADOR MARCA:Powertech PT 36 RE | Maxixe |  | Inhambane |  |  | 32,3417366 | -23,8281950 | 200 | 33 | 0,4 | 3Φ | 2013 | Powertech | 20759601/02 | 991 | 45 | 907.3156 | 83.6844 | 83684.4444 |  | 41 | 49.55 | 49550 | 941.45 | 2.222% | 20.9211 | 104.6056 | 886.3944
10141103 | PMT | TRANSFORMADOR | PT 11 RE | TRANSFORMADOR MARCA:Transformadores de Mozambique PT 11 RE | Maxixe |  | Inhambane |  |  | 32,3294458 | -23,8317361 | 100 | 33 | 0,4 | 3Φ | 2013 | Transformadores de Mozambique |  | 763 | 45 | 698.5689 | 64.4311 | 64431.1111 |  | 41 | 38.15 | 38150 | 724.85 | 2.222% | 16.1078 | 80.5389 | 682.4611
10141103 | PMT | TRANSFORMADOR | PT 39 RE | TRANSFORMADOR MARCA:Freestate Transformers PT 39 RE | Maxixe |  | Inhambane |  |  | 35,3305652 | -23,8852532 | 250 | 33 | 0,4 | 3Φ | 2013 | Freestate Transformers | TB1307043 | 991 | 45 | 907.3156 | 83.6844 | 83684.4444 |  | 41 | 49.55 | 49550 | 941.45 | 2.222% | 20.9211 | 104.6056 | 886.3944
10141103 | PMT | TRANSFORMADOR | PT 48 RE | TRANSFORMADOR MARCA:Transformadores de Mozambique PT 48 RE | Maxixe |  | Inhambane |  |  | 35,2625519 | -24,1064724 | 32 | 33 | 0.23 | 2Φ | 2013 | Transformadores de Mozambique | 895463 | 643 | 45 | 588.7022 | 54.2978 | 54297.7778 |  | 41 | 32.15 | 32150 | 610.85 | 2.222% | 13.5744 | 67.8722 | 575.1278
10141103 | PMT | TRANSFORMADOR | PT ? | TRANSFORMADOR MARCA:Trans Electron PT ? | Morrumbene |  | Inhambane |  |  | 35,3109753 | -23,6924939 | 100 | 33 | 0.415 | 3Φ | 2013 | Trans Electron | 62988 | 763 | 45 | 698.5689 | 64.4311 | 64431.1111 |  | 41 | 38.15 | 38150 | 724.85 | 2.222% | 16.1078 | 80.5389 | 682.4611
10141103 | PMT | TRANSFORMADOR | PT 40 RE | TRANSFORMADOR MARCA:Transformadores de Mozambique PT 40 RE | Masinga |  | Inhambane |  |  | 35,4144921 | -23,4609619 | 32 | 33 | 0.231 | 2Φ | 2013 | Transformadores de Mozambique | 895453 | 643 | 45 | 588.7022 | 54.2978 | 54297.7778 |  | 41 | 32.15 | 32150 | 610.85 | 2.222% | 13.5744 | 67.8722 | 575.1278
10141103 | PMT | TRANSFORMADOR | PT 33 RE | TRANSFORMADOR MARCA:Transformadores de Mozambique PT 33 RE | Masinga |  | Inhambane |  |  | 35,3803973 | -23,4237772 | 32 | 33 | 0.4 | 2Φ | 2013 | Transformadores de Mozambique | 895469 | 643 | 45 | 588.7022 | 54.2978 | 54297.7778 |  | 41 | 32.15 | 32150 | 610.85 | 2.222% | 13.5744 | 67.8722 | 575.1278
10141103 | PMT | TRANSFORMADOR | PT 18 RE | TRANSFORMADOR MARCA:Transformadores de Mozambique PT 18 RE | Masinga |  | Inhambane |  |  | 35,3661426 | -23,3221118 | 200 | 33 | 0.4 | 3Φ | 2013 | Transformadores de Mozambique | 904802 | 991 | 45 | 907.3156 | 83.6844 | 83684.4444 |  | 41 | 49.55 | 49550 | 941.45 | 2.222% | 20.9211 | 104.6056 | 886.3944
10141103 | PMT | TRANSFORMADOR | PT 06 RE | TRANSFORMADOR MARCA:Transformadores de Mozambique PT 06 RE | Masinga |  | Inhambane |  |  | 35,3603042 | -23,3099835 | 250 | 33 | 0.4 | 3Φ | 2013 | Transformadores de Mozambique | 895561 | 991 | 45 | 907.3156 | 83.6844 | 83684.4444 |  | 41 | 49.55 | 49550 | 941.45 | 2.222% | 20.9211 | 104.6056 | 886.3944
10141103 | PMT | TRANSFORMADOR | PT 11 RG | TRANSFORMADOR MARCA:Transformadores de Mozambique PT 11 RG | Vilankulo |  | Inhambane |  |  | 35,3210304 | -21,9946945 | 200 | 11 | 0.4 | 3Φ | 2013 | Transformadores de Mozambique | 895582 | 572 | 45 | 523.6978 | 48.3022 | 48302.2222 |  | 41 | 28.6 | 28600 | 543.4 | 2.222% | 12.0756 | 60.3778 | 511.6222
10141103 | PMT | TRANSFORMADOR | PT 28 RG | TRANSFORMADOR MARCA:ORMAZABAL PT 28 RG | Vilankulo |  | Inhambane |  |  | 35,2953412 | -21,9895437 | 100 | 33 | 0.4 | 3Φ | 2013 | ORMAZABAL | 215455 | 763 | 45 | 698.5689 | 64.4311 | 64431.1111 |  | 41 | 38.15 | 38150 | 724.85 | 2.222% | 16.1078 | 80.5389 | 682.4611
10141103 | PMT | TRANSFORMADOR | PT 46 RG | TRANSFORMADOR MARCA:Transformadores de Mozambique PT 46 RG | Vilankulo |  | Inhambane |  |  | 35,3015138 | -22,0035159 | 200 | 11 | 0.4 | 3Φ | 2013 | Transformadores de Mozambique | 898062 | 572 | 45 | 523.6978 | 48.3022 | 48302.2222 |  | 41 | 28.6 | 28600 | 543.4 | 2.222% | 12.0756 | 60.3778 | 511.6222
10141103 | PMT | TRANSFORMADOR | PT 38 RG | TRANSFORMADOR MARCA:ORMAZABAL PT 38 RG | Vilankulo |  | Inhambane |  |  | 35,3024005 | -21,9683741 | 100 | 33 | 0.4 | 3Φ | 2013 | ORMAZABAL | 215451 | 763 | 45 | 698.5689 | 64.4311 | 64431.1111 |  | 41 | 38.15 | 38150 | 724.85 | 2.222% | 16.1078 | 80.5389 | 682.4611
10141103 | PMT | TRANSFORMADOR | PT 156R | TRANSFORMADOR MARCA:Tranformerdores de Mozambique PT 156R |  |  | Zimbeto |  |  | 32,5928948 | -25,835442 | 315 | 33 | 0.4 | 3Φ | 2013 | Tranformerdores de Mozambique | 895575 | 1039 | 45 | 951.2622 | 87.7378 | 87737.7778 |  | 41 | 51.95 | 51950 | 987.05 | 2.222% | 21.9344 | 109.6722 | 929.3278
10141103 | PMT | TRANSFORMADOR | PT 992R | TRANSFORMADOR MARCA:Tranformerdores de Mozambique PT 992R |  |  | Muhlaze |  |  | 32,529884 | -25,81422 | 100 | 33 | 0.4 | 3Φ | 2013 | Tranformerdores de Mozambique | 895446 | 763 | 45 | 698.5689 | 64.4311 | 64431.1111 |  | 41 | 38.15 | 38150 | 724.85 | 2.222% | 16.1078 | 80.5389 | 682.4611
10141103 | PMT | TRANSFORMADOR | PTS 95 | TRANSFORMADOR MARCA:Tranformerdores de Mozambique PTS 95 |  |  | MATOLA |  |  | 32,43086 | -25,91156 | 630 | 33 | 0.4 | 3Φ | 2013 | Tranformerdores de Mozambique | 873998 | 1200 | 45 | 1098.6667 | 101.3333 | 101333.3333 |  | 41 | 60 | 60000 | 1140 | 2.222% | 25.3333 | 126.6667 | 1073.3333
10141103 | PMT | TRANSFORMADOR | PT 671 | TRANSFORMADOR MARCA:Tranformerdores de Mozambique PT 671 |  |  | Manhica |  |  | 32,7088148 | -25,439191 | 32 | 33 | 0.4 | 1Φ | 2013 | Tranformerdores de Mozambique | 895456 | 643 | 45 | 588.7022 | 54.2978 | 54297.7778 |  | 41 | 32.15 | 32150 | 610.85 | 2.222% | 13.5744 | 67.8722 | 575.1278
10141103 | PMT | TRANSFORMADOR | PT 665 | TRANSFORMADOR MARCA:MET PT 665 |  |  | Manhica |  |  | 32,6886364 | -25,458534 | 32 | 33 | 0.4 | 3Φ | 2013 | MET | AE 541 | 643 | 45 | 588.7022 | 54.2978 | 54297.7778 |  | 41 | 32.15 | 32150 | 610.85 | 2.222% | 13.5744 | 67.8722 | 575.1278
10141103 | PMT | TRANSFORMADOR | PT 648 | TRANSFORMADOR MARCA:Transformerdores de Mozambique PT 648 |  |  | Manhica |  |  | 32,796364 | -25,403399 | 200 | 33 | 0.4 | 3Φ | 2013 | Transformerdores de Mozambique | 895625 | 991 | 45 | 907.3156 | 83.6844 | 83684.4444 |  | 41 | 49.55 | 49550 | 941.45 | 2.222% | 20.9211 | 104.6056 | 886.3944
10141103 | PMT | TRANSFORMADOR | PT 330R | TRANSFORMADOR MARCA:Actom PT 330R |  |  | Intaka |  |  | 32,575565 | -25,779427 | 500 | 33 | 0.4 | 3Φ | 2013 | Actom | 68631/51/002 | 1200 | 45 | 1098.6667 | 101.3333 | 101333.3333 |  | 41 | 60 | 60000 | 1140 | 2.222% | 25.3333 | 126.6667 | 1073.3333
10141103 | PMT | TRANSFORMADOR | PT 329R | TRANSFORMADOR MARCA:Actom PT 329R |  |  | Intaka |  |  | 32,576185 | -25,780466 | 500 | 33 | 0.4 | 3Φ | 2013 | Actom | 68631/51/001 | 1200 | 45 | 1098.6667 | 101.3333 | 101333.3333 |  | 41 | 60 | 60000 | 1140 | 2.222% | 25.3333 | 126.6667 | 1073.3333
10141103 | PMT | TRANSFORMADOR | PTS 04 | TRANSFORMADOR MARCA:Transformadores de Mozambique PTS 04 |  |  | Inherrime |  |  | 35,04190 | -24,45525 | 200 | 33 | 0.4 | 3Φ | 2013 | Transformadores de Mozambique | 904900 | 991 | 45 | 907.3156 | 83.6844 | 83684.4444 |  | 41 | 49.55 | 49550 | 941.45 | 2.222% | 20.9211 | 104.6056 | 886.3944
10141103 | PMT | TRANSFORMADOR | PTS 39 | TRANSFORMADOR MARCA:ACTOM PTS 39 |  |  | Inherrime |  |  | 35,11335 | -24,40974 | 16 | 33 | 0.4 | 1Φ | 2013 | ACTOM | 0163540M | 643 | 45 | 588.7022 | 54.2978 | 54297.7778 |  | 41 | 32.15 | 32150 | 610.85 | 2.222% | 13.5744 | 67.8722 | 575.1278
10141103 | PMT | TRANSFORMADOR | PTS 13 | TRANSFORMADOR MARCA:Efacec PTS 13 |  |  | Inherrime |  |  | 35,01881 | -24,48489 | 160 | 33 | 0.4 | 3Φ | 2013 | Efacec | K008505.01 | 991 | 45 | 907.3156 | 83.6844 | 83684.4444 |  | 41 | 49.55 | 49550 | 941.45 | 2.222% | 20.9211 | 104.6056 | 886.3944
10141103 | PMT | TRANSFORMADOR | PTS 18 | TRANSFORMADOR MARCA:Transformadores de Mozambique PTS 18 |  |  | Inherrime |  |  | 34,96351 | -24,40370 | 32 | 33 | 0.4 | 3Φ | 2013 | Transformadores de Mozambique | 895472 | 643 | 45 | 588.7022 | 54.2978 | 54297.7778 |  | 41 | 32.15 | 32150 | 610.85 | 2.222% | 13.5744 | 67.8722 | 575.1278
10141103 | PMT | TRANSFORMADOR | PTS 34 | TRANSFORMADOR MARCA:Transformadores de Mozambique PTS 34 |  |  | Inherrime |  |  | 35,12896 | -24,56121 | 100 | 33 | 0.4 | 3Φ | 2013 | Transformadores de Mozambique | 674034 | 763 | 45 | 698.5689 | 64.4311 | 64431.1111 |  | 41 | 38.15 | 38150 | 724.85 | 2.222% | 16.1078 | 80.5389 | 682.4611
10141103 | PMT | TRANSFORMADOR | PT 213R | TRANSFORMADOR MARCA:Transfomadores de Mozambique PT 213R |  |  | Cumbeza |  |  | 32,5929759 | -25,8181581 | 250 | 33 | 0.4 | 3Φ | 2013 | Transfomadores de Mozambique | 895565 | 991 | 45 | 907.3156 | 83.6844 | 83684.4444 |  | 41 | 49.55 | 49550 | 941.45 | 2.222% | 20.9211 | 104.6056 | 886.3944
10141103 | PMT | TRANSFORMADOR | PTS 234 | TRANSFORMADOR MARCA:Power Transformer PTS 234 |  |  | CIDADE DA MATOLA |  |  | 32,451024 | -25,954059 | 450 | 33 | 0.4 | 3Φ | 2013 | Power Transformer | F3060E | 1200 | 45 | 1098.6667 | 101.3333 | 101333.3333 |  | 41 | 60 | 60000 | 1140 | 2.222% | 25.3333 | 126.6667 | 1073.3333
10141103 | PMT | TRANSFORMADOR | PTS 670 | TRANSFORMADOR MARCA:Transformadores de Mozambique PTS 670 | Rihondza |  | Maputo |  |  | 32,7739396 | -25,4274338 | 32 | 33 | 0,4 | 2Φ | 2013 | Transformadores de Mozambique | 895452 | 643 | 45 | 588.7022 | 54.2978 | 54297.7778 |  | 41 | 32.15 | 32150 | 610.85 | 2.222% | 13.5744 | 67.8722 | 575.1278
10141103 | PMT | TRANSFORMADOR | PTS 639 | TRANSFORMADOR MARCA:Transformadores de Mozambique PTS 639 | Rihondza |  | Maputo |  |  | 32,7762916 | -25,4323942 | 32 | 33 | 0,4 | 2Φ | 2013 | Transformadores de Mozambique | 895469 | 643 | 45 | 588.7022 | 54.2978 | 54297.7778 |  | 41 | 32.15 | 32150 | 610.85 | 2.222% | 13.5744 | 67.8722 | 575.1278
10141103 | PMT | TRANSFORMADOR | AGXX/PTS0006 | TRANSFORMADOR MARCA:TM AGXX/PTS0006 AGXX/PTS0006 | 3 de Fevereiro Chapa 80 | AGXX/PTS0006 | CHISSANO | Gaza |  | 24º 57.814 | 033º 29.946 | 200 | 33 | 0.4 | 3 | 2013 | TM | 911794 | 991 | 45 | 907.3156 | 83.6844 | 83684.4444 |  | 41 | 49.55 | 49550 | 941.45 | 2.222% | 20.9211 | 104.6056 | 886.3944
10141103 | PMT | TRANSFORMADOR | AGXX/PTS0008 | TRANSFORMADOR MARCA:TM AGXX/PTS0008 AGXX/PTS0008 | Wilson 3 Fevereiro | AGXX/PTS0008 | CHISSANO | Gaza |  | 24º 58.257 | 033º 28.680 | 160 | 33 | 0.4 | 3 | 2013 | TM | 895425 | 991 | 45 | 907.3156 | 83.6844 | 83684.4444 |  | 41 | 49.55 | 49550 | 941.45 | 2.222% | 20.9211 | 104.6056 | 886.3944
10141103 | PMT | TRANSFORMADOR | AGXX/PTS0009 | TRANSFORMADOR MARCA:POWERTECH AGXX/PTS0009 AGXX/PTS0009 | Ngulelene B1 | AGXX/PTS0009 | CHISSANO | Gaza |  | 24º 56.902 | 033º 28.680 | 160 | 33 | 0.4 | 3 | 2013 | POWERTECH | 20759905/02 | 991 | 45 | 907.3156 | 83.6844 | 83684.4444 |  | 41 | 49.55 | 49550 | 941.45 | 2.222% | 20.9211 | 104.6056 | 886.3944
10141103 | PMT | TRANSFORMADOR | AGXX/PTS0014 | TRANSFORMADOR MARCA:TM AGXX/PTS0014 AGXX/PTS0014 | Chissano Nguenha 2 | AGXX/PTS0014 | CHISSANO | Gaza |  | 24º 56.081 | 033º 22.162 | 100 | 33 | 0.4 | 3 | 2013 | TM | 895426 | 763 | 45 | 698.5689 | 64.4311 | 64431.1111 |  | 41 | 38.15 | 38150 | 724.85 | 2.222% | 16.1078 | 80.5389 | 682.4611
10141103 | PMT | TRANSFORMADOR | AGXX/PTS0015 | TRANSFORMADOR MARCA:TM AGXX/PTS0015 AGXX/PTS0015 | Escola Secundaria de Chissano | AGXX/PTS0015 | CHISSANO | Gaza |  | 24º 56.262 | 033º 21.635 | 160 | 33 | 0.4 | 3 | 2013 | TM | 895544 | 991 | 45 | 907.3156 | 83.6844 | 83684.4444 |  | 41 | 49.55 | 49550 | 941.45 | 2.222% | 20.9211 | 104.6056 | 886.3944
10141103 | PMT | TRANSFORMADOR | AGXX/PTS0051 | TRANSFORMADOR MARCA:TM AGXX/PTS0051 AGXX/PTS0051 | Geomoc | AGXX/PTS0051 | DA CIDADE DE XAI-XAI | Gaza |  | 25º 02.522 | 033º 38132 | 200 | 11 | 0.4 | 3 | 2013 | TM | 988060 | 572 | 45 | 523.6978 | 48.3022 | 48302.2222 |  | 41 | 28.6 | 28600 | 543.4 | 2.222% | 12.0756 | 60.3778 | 511.6222
10141103 | PMT | TRANSFORMADOR | AGXX/PTS0079 | TRANSFORMADOR MARCA:TM AGXX/PTS0079 AGXX/PTS0079 | Patrice Lumumba Quartel Militar | AGXX/PTS0079 | Gaza | Gaza |  | 25º 05.474 | 033º 40.812 | 200 | 11 | 0.4 | 3 | 2013 | TM | 898007 | 572 | 45 | 523.6978 | 48.3022 | 48302.2222 |  | 41 | 28.6 | 28600 | 543.4 | 2.222% | 12.0756 | 60.3778 | 511.6222
10141103 | PMT | TRANSFORMADOR | AGXX/PTS0070 | TRANSFORMADOR MARCA:TM AGXX/PTS0070 AGXX/PTS0070 | Sanda-Sanda 1 - Bairro 5 | AGXX/PTS0070 | Gaza | Gaza |  | 25º 03.834 | 033º 41.087 | 315 | 11 | 0.4 | 3 | 2013 | TM | 873996 | 840 | 45 | 769.0667 | 70.9333 | 70933.3333 |  | 41 | 42 | 42000 | 798 | 2.222% | 17.7333 | 88.6667 | 751.3333
10141103 | PMT | TRANSFORMADOR | AGXX/PTS0086 | TRANSFORMADOR MARCA:TM AGXX/PTS0086 AGXX/PTS0086 | Chinunguine Projecto Tanque Fipag | AGXX/PTS0086 | Gaza | Gaza |  | 25º 04.884 | 033º 42.557 | 160 | 11 | 0.4 | 3 | 2013 | TM | 898058 | 572 | 45 | 523.6978 | 48.3022 | 48302.2222 |  | 41 | 28.6 | 28600 | 543.4 | 2.222% | 12.0756 | 60.3778 | 511.6222
10141103 | PMT | TRANSFORMADOR | AGXX/PTS0103 | TRANSFORMADOR MARCA:FST AGXX/PTS0103 AGXX/PTS0103 | Bairro 2 Inhamissa | AGXX/PTS0103 | Gaza | Gaza |  | 25º 02.949 | 033º 40.425 | 160 | 11 | 0.4 | 3 | 2013 | FST | TR - 1306034 | 572 | 45 | 523.6978 | 48.3022 | 48302.2222 |  | 41 | 28.6 | 28600 | 543.4 | 2.222% | 12.0756 | 60.3778 | 511.6222
10141103 | PMT | TRANSFORMADOR | AGXX/PTS0111 | TRANSFORMADOR MARCA:TM AGXX/PTS0111 AGXX/PTS0111 | M. Nguaby Unid 7 Shoprite | AGXX/PTS0111 | Gaza | Gaza |  | 25º 03.447 | 033º 42.448 | 200 | 11 | 0.4 | 3 | 2013 | TM | 898067 | 572 | 45 | 523.6978 | 48.3022 | 48302.2222 |  | 41 | 28.6 | 28600 | 543.4 | 2.222% | 12.0756 | 60.3778 | 511.6222
10141103 | PMT | TRANSFORMADOR | AGXX/PTS0116 | TRANSFORMADOR MARCA:TM AGXX/PTS0116 AGXX/PTS0116 | Ndambine 2000 | AGXX/PTS0116 | Gaza | Gaza |  | 25º 02.158 | 033º 43.437 | 200 | 11 | 0.4 | 3 | 2013 | TM | 1306035 | 572 | 45 | 523.6978 | 48.3022 | 48302.2222 |  | 41 | 28.6 | 28600 | 543.4 | 2.222% | 12.0756 | 60.3778 | 511.6222
10141103 | PMT | TRANSFORMADOR | AGXX/PTS0119 | TRANSFORMADOR MARCA:POWERTECH AGXX/PTS0119 AGXX/PTS0119 | Marien Nguaby B. Pareque | AGXX/PTS0119 | Gaza | Gaza |  | 25º 03.501 | 033º 42.903 | 160 | 33 | 0.4 | 3 | 2013 | POWERTECH | 20759904/01 | 991 | 45 | 907.3156 | 83.6844 | 83684.4444 |  | 41 | 49.55 | 49550 | 941.45 | 2.222% | 20.9211 | 104.6056 | 886.3944
10141103 | PMT | TRANSFORMADOR | AGCDG/PTS0130 | TRANSFORMADOR MARCA:TRANS ELECTRON AGCDG/PTS0130 AGCDG/PTS0130 | Chizavane Povoação | AGCDG/PTS0130 | GESTÃO - USC DE CHIDENGUELE | Gaza |  | 24º 56.595 | 034º 00.553 | 100 | 33 | 0.4 | 3 | 2013 | TRANS ELECTRON | 63231 | 763 | 45 | 698.5689 | 64.4311 | 64431.1111 |  | 41 | 38.15 | 38150 | 724.85 | 2.222% | 16.1078 | 80.5389 | 682.4611
10141103 | PMT | TRANSFORMADOR | AGCDG/PTS0368 | TRANSFORMADOR MARCA:ITB AGCDG/PTS0368 AGCDG/PTS0368 | Aldeia Macave - Chizavane | AGCDG/PTS0368 | GESTÃO - USC DE CHIDENGUELE | Gaza |  | 24º 56.107 | 034º 00.245 | 100 | 33 | 0.4 | 3 | 2013 | ITB | TB1306061 | 763 | 45 | 698.5689 | 64.4311 | 64431.1111 |  | 41 | 38.15 | 38150 | 724.85 | 2.222% | 16.1078 | 80.5389 | 682.4611
10141103 | PMT | TRANSFORMADOR | AGXX/PTS0155 | TRANSFORMADOR MARCA:POWERTECH AGXX/PTS0155 AGXX/PTS0155 | Reassentamento 2013 Fase I | AGXX/PTS0155 | Gaza | Gaza |  | 25° 04.086 | 033° 43.012 | 160 | 33 | 0.4 | 3 | 2013 | POWERTECH | 20759902/02 | 991 | 45 | 907.3156 | 83.6844 | 83684.4444 |  | 41 | 49.55 | 49550 | 941.45 | 2.222% | 20.9211 | 104.6056 | 886.3944
10141103 | PMT | TRANSFORMADOR | AGXX/PTS0161 | TRANSFORMADOR MARCA:TM AGXX/PTS0161 AGXX/PTS0161 | Povoacao de Chongoene | AGXX/PTS0161 | CHIBUTO / MANJACAZE | Gaza |  | 25° 00.307 | 033° 47.463 | 250 | 33 | 0.4 | 3 | 2013 | TM | 904908 | 991 | 45 | 907.3156 | 83.6844 | 83684.4444 |  | 41 | 49.55 | 49550 | 941.45 | 2.222% | 20.9211 | 104.6056 | 886.3944
10141103 | PMT | TRANSFORMADOR | AGXX/PTS0169 | TRANSFORMADOR MARCA:TM AGXX/PTS0169 AGXX/PTS0169 | Poiombo Aldeia Projecto | AGXX/PTS0169 | CHIBUTO / MANJACAZE | Gaza |  | 24° 55.274 | 033° 44.411 | 200 | 33 | 0.4 | 3 | 2013 | TM | 904903 | 991 | 45 | 907.3156 | 83.6844 | 83684.4444 |  | 41 | 49.55 | 49550 | 941.45 | 2.222% | 20.9211 | 104.6056 | 886.3944
10141103 | PMT | TRANSFORMADOR | AGCBT/PTS0183 | TRANSFORMADOR MARCA:POWERTECH AGCBT/PTS0183 AGCBT/PTS0183 | Koca-Missava Igreja | AGCBT/PTS0183 | GESTÃO ZSC DE CHIBUTO | Gaza |  | 24° 47.909 | 033° 38.734 | 160 | 33 | 0.4 | 3 | 2013 | POWERTECH | 20759902/01 | 991 | 45 | 907.3156 | 83.6844 | 83684.4444 |  | 41 | 49.55 | 49550 | 941.45 | 2.222% | 20.9211 | 104.6056 | 886.3944
10141103 | PMT | TRANSFORMADOR | AGCBT/PTS0199 | TRANSFORMADOR MARCA:TM AGCBT/PTS0199 AGCBT/PTS0199 | Uahamuza | AGCBT/PTS0199 | GESTÃO ZSC DE CHIBUTO | Gaza |  | 24° 43.487 | 033° 35.106 | 200 | 33 | 0.4 | 3 | 2013 | TM | 904801 | 991 | 45 | 907.3156 | 83.6844 | 83684.4444 |  | 41 | 49.55 | 49550 | 941.45 | 2.222% | 20.9211 | 104.6056 | 886.3944
10141103 | PMT | TRANSFORMADOR | AGCBT/PTS0204 | TRANSFORMADOR MARCA:TM AGCBT/PTS0204 AGCBT/PTS0204 | Chimundo Joana | AGCBT/PTS0204 | GESTÃO ZSC DE CHIBUTO | Gaza |  | 24° 42.332 | 033° 33.632 | 200 | 33 | 0.4 | 3 | 2013 | TM | 904912 | 991 | 45 | 907.3156 | 83.6844 | 83684.4444 |  | 41 | 49.55 | 49550 | 941.45 | 2.222% | 20.9211 | 104.6056 | 886.3944
10141103 | PMT | TRANSFORMADOR | AGCBT/PTS0216 | TRANSFORMADOR MARCA:TM AGCBT/PTS0216 AGCBT/PTS0216 | 25 de Junho | AGCBT/PTS0216 | GESTÃO ZSC DE CHIBUTO | Gaza |  | 24º 41.846 | 033º 32.290 | 250 | 33 | 0.4 | 3 | 2013 | TM | 1307065 | 991 | 45 | 907.3156 | 83.6844 | 83684.4444 |  | 41 | 49.55 | 49550 | 941.45 | 2.222% | 20.9211 | 104.6056 | 886.3944
10141103 | PMT | TRANSFORMADOR | AGCBT/PTS0219 | TRANSFORMADOR MARCA:TM AGCBT/PTS0219 AGCBT/PTS0219 | Bairro 2 da Cidade | AGCBT/PTS0219 | GESTÃO ZSC DE CHIBUTO | Gaza |  | 24° 41.033 | 033° 31.753 | 315 | 33 | 0.4 | 3 | 2013 | TM | 895502 | 1039 | 45 | 951.2622 | 87.7378 | 87737.7778 |  | 41 | 51.95 | 51950 | 987.05 | 2.222% | 21.9344 | 109.6722 | 929.3278
10141103 | PMT | TRANSFORMADOR | AGMJC/PTS0240 | TRANSFORMADOR MARCA:TM AGMJC/PTS0240 AGMJC/PTS0240 | Alto | AGMJC/PTS0240 | GESTÃO - ZSC DE MANJACAZE | Gaza |  | 24° 42.091 | 033° 52.829 | 250 | 33 | 0.4 | 3 | 2013 | TM | 904807 | 991 | 45 | 907.3156 | 83.6844 | 83684.4444 |  | 41 | 49.55 | 49550 | 941.45 | 2.222% | 20.9211 | 104.6056 | 886.3944
10141103 | PMT | TRANSFORMADOR |  | TRANSFORMADOR MARCA:Astor PEMBA | AGPMB | PEMBA | PEMBA | Aviario/ Comunicação Social |  | 12°57.790' | 40° 31.278v | 250 | 33 | 0.4 | 3 | 2013 | Astor | 17-12995 | 991 | 45 | 907.3156 | 83.6844 | 83684.4444 |  | 41 | 49.55 | 49550 | 941.45 | 2.222% | 20.9211 | 104.6056 | 886.3944
10141103 | PMT | TRANSFORMADOR |  | TRANSFORMADOR MARCA:TM PEMBA | AGPMB | PEMBA | PEMBA | Josina Machel, Mesquita (Ruben) |  | 12°57.850' | 40° 31.422v | 250 | 33 | 0.4 | 3 | 2013 | TM | 1303001 | 991 | 45 | 907.3156 | 83.6844 | 83684.4444 |  | 41 | 49.55 | 49550 | 941.45 | 2.222% | 20.9211 | 104.6056 | 886.3944
10141103 | PMT | TRANSFORMADOR |  | TRANSFORMADOR MARCA:POWERTECH MONTEPUEZ | ZSCMP | MONTEPUEZ | MONTEPUEZ | Junto a EPC de Mocimboa |  | 13007’23,2” | 38059’59,4” | 100 | 33 | 0.4 | 3 | 2013 | POWERTECH | 10828304/03 | 763 | 45 | 698.5689 | 64.4311 | 64431.1111 |  | 41 | 38.15 | 38150 | 724.85 | 2.222% | 16.1078 | 80.5389 | 682.4611
10141103 | PMT | TRANSFORMADOR |  | TRANSFORMADOR MARCA:POWERTECH MONTEPUEZ | ZSCMP | MONTEPUEZ | MONTEPUEZ | Junto da residencia do colega Hegel |  | 13007’23,2” | 38059’59,4” | 100 | 33 | 0.4 | 3 | 2013 | POWERTECH | 20930603/02 | 763 | 45 | 698.5689 | 64.4311 | 64431.1111 |  | 41 | 38.15 | 38150 | 724.85 | 2.222% | 16.1078 | 80.5389 | 682.4611
10141103 | PMT | TRANSFORMADOR |  | TRANSFORMADOR MARCA:POWERTECH MONTEPUEZ | ZSCMP | MONTEPUEZ | MONTEPUEZ | Nhussi |  | 13007’05,2” | 39000’31,7” | 160 | 33 | 0.4 | 3 | 2013 | POWERTECH | 20930603/03 | 991 | 45 | 907.3156 | 83.6844 | 83684.4444 |  | 41 | 49.55 | 49550 | 941.45 | 2.222% | 20.9211 | 104.6056 | 886.3944
10141103 | PMT | TRANSFORMADOR |  | TRANSFORMADOR MARCA:POWERTECH MONTEPUEZ | ZSCMP | MONTEPUEZ | MONTEPUEZ | Merige Localidade 04 |  | 13006’48,1” | 39001’25,0” | 160 | 33 | 0.4 | 3 | 2013 | POWERTECH | 591319 | 991 | 45 | 907.3156 | 83.6844 | 83684.4444 |  | 41 | 49.55 | 49550 | 941.45 | 2.222% | 20.9211 | 104.6056 | 886.3944
10141103 | PMT | TRANSFORMADOR |  | TRANSFORMADOR MARCA:POWERTECH MONTEPUEZ | ZSCMP | MONTEPUEZ | MONTEPUEZ | Napai Escola |  | 13008’20,0” | 38059’54,8” | 125 | 33 | 0.4 | 3 | 2013 | POWERTECH | 20954101/02 | 763 | 45 | 698.5689 | 64.4311 | 64431.1111 |  | 41 | 38.15 | 38150 | 724.85 | 2.222% | 16.1078 | 80.5389 | 682.4611
10141103 | PMT | TRANSFORMADOR |  | TRANSFORMADOR MARCA:TUSCO TRAFO MONTEPUEZ | ZSCMP | MONTEPUEZ | MONTEPUEZ | Nas instalacoes da Igreja Catolica de Mocimboa |  | 13°06'58,5'' | 39°00'58.5'' | 160 | 33 | 0.4 | 3 | 2013 | TUSCO TRAFO | 496294 | 991 | 45 | 907.3156 | 83.6844 | 83684.4444 |  | 41 | 49.55 | 49550 | 941.45 | 2.222% | 20.9211 | 104.6056 | 886.3944
10141103 | PMT | TRANSFORMADOR |  | TRANSFORMADOR MARCA:ASTOR MONTEPUEZ | ZSCMP | MONTEPUEZ | MONTEPUEZ | Namanhumbir interior |  | 13002’19,5” | 39016’46,8” | 100 | 33 | 0.4 | 3 | 2013 | ASTOR | 172212 | 763 | 45 | 698.5689 | 64.4311 | 64431.1111 |  | 41 | 38.15 | 38150 | 724.85 | 2.222% | 16.1078 | 80.5389 | 682.4611
10141103 | PMT | TRANSFORMADOR |  | TRANSFORMADOR MARCA:TUSCO TRAFO MONTEPUEZ | USBLM | MONTEPUEZ | BALAMA | No mercadinho de Ingonane em Balama |  | S13 20 52.5 | E38 34 08.1 | 100 | 33 | 0.4 | 3 | 2013 | TUSCO TRAFO | 551080 | 763 | 45 | 698.5689 | 64.4311 | 64431.1111 |  | 41 | 38.15 | 38150 | 724.85 | 2.222% | 16.1078 | 80.5389 | 682.4611
10141103 | PMT | TRANSFORMADOR |  | TRANSFORMADOR MARCA:ORMAZABAL MONTEPUEZ | USBLM | MONTEPUEZ | BALAMA | Defronte a Agencia do BCI de Balama |  | S13 21 00.5 | E38 34 18.7 | 100 | 33 | 0.4 | 3 | 2013 | ORMAZABAL | 215458 | 763 | 45 | 698.5689 | 64.4311 | 64431.1111 |  | 41 | 38.15 | 38150 | 724.85 | 2.222% | 16.1078 | 80.5389 | 682.4611
10141103 | PMT | TRANSFORMADOR |  | TRANSFORMADOR MARCA:ORMAZABAL MONTEPUEZ | USBLM | MONTEPUEZ | BALAMA | Junto a Residencia Oficial da Administradora |  | S13 20 50.6 | E38 34 27.1 | 100 | 33 | 0.4 | 3 | 2013 | ORMAZABAL | 215453 | 763 | 45 | 698.5689 | 64.4311 | 64431.1111 |  | 41 | 38.15 | 38150 | 724.85 | 2.222% | 16.1078 | 80.5389 | 682.4611
10141103 | PMT | TRANSFORMADOR |  | TRANSFORMADOR MARCA:ORMAZABAL MONTEPUEZ | USBLM | MONTEPUEZ | BALAMA | Ao lado do escritorio da EDM Balama |  | S13 20 49.4 | E38 34 42.1 | 100 | 33 | 0.4 | 3 | 2013 | ORMAZABAL | 215457 | 763 | 45 | 698.5689 | 64.4311 | 64431.1111 |  | 41 | 38.15 | 38150 | 724.85 | 2.222% | 16.1078 | 80.5389 | 682.4611
10141103 | PMT | TRANSFORMADOR |  | TRANSFORMADOR MARCA:ORMAZABAL MONTEPUEZ | USNMU | MONTEPUEZ | Namuno | CIMENTO |  | 13 37' 18,25608'' | 38 48' 51,71976'' | 100 | 33 | 0.4 | 3 | 2013 | ORMAZABAL | 215455 | 763 | 45 | 698.5689 | 64.4311 | 64431.1111 |  | 41 | 38.15 | 38150 | 724.85 | 2.222% | 16.1078 | 80.5389 | 682.4611
10141103 | PMT | TRANSFORMADOR |  | TRANSFORMADOR MARCA:ORMAZABAL MONTEPUEZ | USNMU | MONTEPUEZ | Namuno | CIMENTO |  | 13 37' 08,49288'' | 38 48' 55,11960'' | 100 | 33 | 0.4 | 3 | 2013 | ORMAZABAL | 215454 | 763 | 45 | 698.5689 | 64.4311 | 64431.1111 |  | 41 | 38.15 | 38150 | 724.85 | 2.222% | 16.1078 | 80.5389 | 682.4611
10141103 | PMT | TRANSFORMADOR |  | TRANSFORMADOR MARCA:ORMAZABAL MONTEPUEZ | USNMU | MONTEPUEZ | Namuno | CUMONE "B" |  | 13 36' 57,89124'' | 38 48' 59,97456'' | 100 | 33 | 0.4 | 3 | 2013 | ORMAZABAL | 215452 | 763 | 45 | 698.5689 | 64.4311 | 64431.1111 |  | 41 | 38.15 | 38150 | 724.85 | 2.222% | 16.1078 | 80.5389 | 682.4611
10141103 | PMT | TRANSFORMADOR |  | TRANSFORMADOR MARCA:Efacec AUASSE | AGMDP | AUASSE | Mocimboa da Praia | Buji |  | S11.44149 | E40.16175 | 50 | 33 | 0.4 | 3 | 2013 | Efacec | F000438.06 | 643 | 45 | 588.7022 | 54.2978 | 54297.7778 |  | 41 | 32.15 | 32150 | 610.85 | 2.222% | 13.5744 | 67.8722 | 575.1278
10141103 | PMT | TRANSFORMADOR |  | TRANSFORMADOR MARCA:Astor AUASSE | AGMDP | AUASSE | Mocimboa da Praia | Ntotue mercado |  | 626729 | 8734949 | 50 | 33 | 0.4 | 3 | 2013 | Astor | 10/300 | 643 | 45 | 588.7022 | 54.2978 | 54297.7778 |  | 41 | 32.15 | 32150 | 610.85 | 2.222% | 13.5744 | 67.8722 | 575.1278
10141103 | PMT | TRANSFORMADOR |  | TRANSFORMADOR MARCA:Astor AUASSE | AGMDP | AUASSE | Mocimboa da Praia | Awasse via Mocimboa |  | 647705 | 8745018 | 50 | 33 | 0.4 | 3 | 2013 | Astor | 10/312 | 643 | 45 | 588.7022 | 54.2978 | 54297.7778 |  | 41 | 32.15 | 32150 | 610.85 | 2.222% | 13.5744 | 67.8722 | 575.1278
10141103 | PMT | TRANSFORMADOR |  | TRANSFORMADOR MARCA:Zent Transformes AUASSE | AGMDP | AUASSE | Mocimboa da Praia | Awasse via Pemba |  | S11.66085 | E39.55046 | 160 | 33 | 0.4 | 3 | 2013 | Zent Transformes | T0047T030 | 991 | 45 | 907.3156 | 83.6844 | 83684.4444 |  | 41 | 49.55 | 49550 | 941.45 | 2.222% | 20.9211 | 104.6056 | 886.3944
10141103 | PMT | TRANSFORMADOR |  | TRANSFORMADOR MARCA:Astor AUASSE | USNGD | AUASSE | Nangade | PT Aldeia Muade |  | 11'25'51.042 | 39'44'5.6688 | 160 | 33 | 0.4 | 3 | 2013 | Astor | 10/11133 | 991 | 45 | 907.3156 | 83.6844 | 83684.4444 |  | 41 | 49.55 | 49550 | 941.45 | 2.222% | 20.9211 | 104.6056 | 886.3944
10141103 | PMT | TRANSFORMADOR |  | TRANSFORMADOR MARCA:TUSCO TRAFO METORO | AGCUR | METORO | Chiure | Micone, Campo de Aviacao |  | S13.37010 | E39.77369 | 50 | 33 | 0.4 | 3 | 2013 | TUSCO TRAFO | 11325 | 643 | 45 | 588.7022 | 54.2978 | 54297.7778 |  | 41 | 32.15 | 32150 | 610.85 | 2.222% | 13.5744 | 67.8722 | 575.1278
10141103 | PMT | TRANSFORMADOR |  | TRANSFORMADOR MARCA:TUSCO TRAFO METORO | USACB | METORO | Ancuabe | Cahora Bassa, Perto da Subsatacao |  | 13007’21,5” | 39052’25,4” | 100 | 33 | 0.4 | 3 | 2013 | TUSCO TRAFO | 496312 | 763 | 45 | 698.5689 | 64.4311 | 64431.1111 |  | 41 | 38.15 | 38150 | 724.85 | 2.222% | 16.1078 | 80.5389 | 682.4611
10141103 | PMT | TRANSFORMADOR | PTS 6 | TRANSFORMADOR MARCA:EFACEC ANGOCHE PTS 6 |  | ANGOCHE | TOPUITO |  |  | 16°33.332 | 39°36.416 | 100 | 22 | 400V | 3 | 2013 | EFACEC |  | 840 | 45 | 769.0667 | 70.9333 | 70933.3333 |  | 41 | 42 | 42000 | 798 | 2.222% | 17.7333 | 88.6667 | 751.3333
10141103 | PMT | TRANSFORMADOR | PTS1014 | TRANSFORMADOR MARCA:PME LICHINGA PTS1014 |  | LICHINGA | LICHINGA | Bairro Changanane |  | S13 19.554 | E35 15.476 | 250 | 33KV | 400V | 3 | 2013 | PME | 250110045 | 991 | 45 | 907.3156 | 83.6844 | 83684.4444 |  | 41 | 49.55 | 49550 | 941.45 | 2.222% | 20.9211 | 104.6056 | 886.3944
10141103 | PMT | TRANSFORMADOR | PTS1020 | TRANSFORMADOR MARCA:ITB LICHINGA PTS1020 |  | LICHINGA | LICHINGA | Bairro Massenger |  | S13 15.686 | E35 13.608 | 160 | 33KV | 400V | 3 | 2013 | ITB | 782246 | 991 | 45 | 907.3156 | 83.6844 | 83684.4444 |  | 41 | 49.55 | 49550 | 941.45 | 2.222% | 20.9211 | 104.6056 | 886.3944
10141103 | PMT | TRANSFORMADOR | PTS1025 | TRANSFORMADOR MARCA:EBB LICHINGA PTS1025 |  | LICHINGA | LICHINGA | Bairro Sanjala |  | S13 16.610 | E35 14.487 | 200 | 11KV | 400V | 3 | 2013 | EBB | ,0795 | 572 | 45 | 523.6978 | 48.3022 | 48302.2222 |  | 41 | 28.6 | 28600 | 543.4 | 2.222% | 12.0756 | 60.3778 | 511.6222
10141103 | PMT | TRANSFORMADOR | PTS1026 | TRANSFORMADOR MARCA:Trasf. De Moc LICHINGA PTS1026 |  | LICHINGA | LICHINGA | Bairro Chiulugo |  | S13 17.467 | E35 20.015 | 50 | 33KV | 400V | 3 | 2013 | Trasf. De Moc | 920871 | 643 | 45 | 588.7022 | 54.2978 | 54297.7778 |  | 41 | 32.15 | 32150 | 610.85 | 2.222% | 13.5744 | 67.8722 | 575.1278
10141103 | PMT | TRANSFORMADOR | PTS1027 | TRANSFORMADOR MARCA:TANELEC LICHINGA PTS1027 |  | LICHINGA | LICHINGA | Povoado de Malica |  | S13 11.257 | E35 11.716 | 100 | 33KV | 400V | 3 | 2013 | TANELEC | T-38085 | 763 | 45 | 698.5689 | 64.4311 | 64431.1111 |  | 41 | 38.15 | 38150 | 724.85 | 2.222% | 16.1078 | 80.5389 | 682.4611
10141103 | PMT | TRANSFORMADOR | PTS1028 | TRANSFORMADOR MARCA:ITB LICHINGA PTS1028 |  | LICHINGA | LICHINGA | Bairro Nomba |  | S13 20.625 | E35 17.298 | 100 | 33KV | 400V | 3 | 2013 | ITB | 782910 | 763 | 45 | 698.5689 | 64.4311 | 64431.1111 |  | 41 | 38.15 | 38150 | 724.85 | 2.222% | 16.1078 | 80.5389 | 682.4611
10141103 | PMT | TRANSFORMADOR | PTS1029 | TRANSFORMADOR MARCA:TUSCO TRAFO LICHINGA PTS1029 |  | LICHINGA | LICHINGA | Bairro Nzinge |  | S13 19.179 | E35 17.299 | 200 | 33KV | 400V | 3 | 2013 | TUSCO TRAFO | 541434 | 991 | 45 | 907.3156 | 83.6844 | 83684.4444 |  | 41 | 49.55 | 49550 | 941.45 | 2.222% | 20.9211 | 104.6056 | 886.3944
10141103 | PMT | TRANSFORMADOR | PTS1030 | TRANSFORMADOR MARCA:ITB LICHINGA PTS1030 |  | LICHINGA | LICHINGA | Bairro Lulimile |  | S13 20.232 | E35 17.300 | 100 | 33KV | 400V | 3 | 2013 | ITB | 787599 | 763 | 45 | 698.5689 | 64.4311 | 64431.1111 |  | 41 | 38.15 | 38150 | 724.85 | 2.222% | 16.1078 | 80.5389 | 682.4611
10141103 | PMT | TRANSFORMADOR | PTS1031 | TRANSFORMADOR MARCA:ITB LICHINGA PTS1031 |  | LICHINGA | LICHINGA | Bairro Lulimile |  | S13 20.583 | E35 17.301 | 200 | 33KV | 400V | 3 | 2013 | ITB | 778772 | 991 | 45 | 907.3156 | 83.6844 | 83684.4444 |  | 41 | 49.55 | 49550 | 941.45 | 2.222% | 20.9211 | 104.6056 | 886.3944
10141103 | PMT | TRANSFORMADOR | PTS1032 | TRANSFORMADOR MARCA:TUSCO TRAFO LICHINGA PTS1032 |  | LICHINGA | LICHINGA | Bairro Nomba |  | S13 20.581 | E35 17.302 | 200 | 33KV | 400V | 3 | 2013 | TUSCO TRAFO | 541436 | 991 | 45 | 907.3156 | 83.6844 | 83684.4444 |  | 41 | 49.55 | 49550 | 941.45 | 2.222% | 20.9211 | 104.6056 | 886.3944
10141103 | PMT | TRANSFORMADOR | PTS1033 | TRANSFORMADOR MARCA:TUSCO TRAFO LICHINGA PTS1033 |  | LICHINGA | LICHINGA | Bairro Ntoto |  | S13 20.871 | E35 17.303 | 100 | 33KV | 400V | 3 | 2013 | TUSCO TRAFO | 541432 | 763 | 45 | 698.5689 | 64.4311 | 64431.1111 |  | 41 | 38.15 | 38150 | 724.85 | 2.222% | 16.1078 | 80.5389 | 682.4611
10141103 | PMT | TRANSFORMADOR | PTS1034 | TRANSFORMADOR MARCA:MARSONS LICHINGA PTS1034 |  | LICHINGA | LICHINGA | Bairro Mtava |  | S13 19.883 | E35 17.304 | 100 | 33KV | 400V | 3 | 2013 | MARSONS | 80877 | 763 | 45 | 698.5689 | 64.4311 | 64431.1111 |  | 41 | 38.15 | 38150 | 724.85 | 2.222% | 16.1078 | 80.5389 | 682.4611
10141103 | PMT | TRANSFORMADOR | PTS1035 | TRANSFORMADOR MARCA:TUSCO TRAFO LICHINGA PTS1035 |  | LICHINGA | LICHINGA | Povoado Colongo |  | S13 20.609 | E35 17.305 | 100 | 33KV | 400V | 3 | 2013 | TUSCO TRAFO | 541439 | 763 | 45 | 698.5689 | 64.4311 | 64431.1111 |  | 41 | 38.15 | 38150 | 724.85 | 2.222% | 16.1078 | 80.5389 | 682.4611
10141103 | PMT | TRANSFORMADOR | PTS1039 | TRANSFORMADOR MARCA:Trasf. De Moc LICHINGA PTS1039 |  | LICHINGA | LICHINGA | Vila de Chimbonila 4 |  | S13 21.364 | E35 17.309 | 100 | 33KV | 400V | 3 | 2013 | Trasf. De Moc | 923145 | 763 | 45 | 698.5689 | 64.4311 | 64431.1111 |  | 41 | 38.15 | 38150 | 724.85 | 2.222% | 16.1078 | 80.5389 | 682.4611
10141103 | PMT | TRANSFORMADOR | PTS1040 | TRANSFORMADOR MARCA:Astron LICHINGA PTS1040 |  | LICHINGA | LICHINGA | Bairro Namacula |  | S13 17.009 | E35 17.310 | 315 | 33KV | 400V | 3 | 2013 | Astron | 1702127 | 1039 | 45 | 951.2622 | 87.7378 | 87737.7778 |  | 41 | 51.95 | 51950 | 987.05 | 2.222% | 21.9344 | 109.6722 | 929.3278
10141103 | PMT | TRANSFORMADOR | PTS1046 | TRANSFORMADOR MARCA:ITB LICHINGA PTS1046 |  | LICHINGA | LICHINGA | Bairro Muchenga II |  | S13 18.159 | E35 17.316 | 200 | 11KV | 400V | 3 | 2013 | ITB | 626576 | 572 | 45 | 523.6978 | 48.3022 | 48302.2222 |  | 41 | 28.6 | 28600 | 543.4 | 2.222% | 12.0756 | 60.3778 | 511.6222
10141103 | PMT | TRANSFORMADOR | PTS1047 | TRANSFORMADOR MARCA:EFACEC LICHINGA PTS1047 |  | LICHINGA | LICHINGA | Bairro CFM - Estação |  | S13 18.674 | E35 17.317 | 200 | 11KV | 400V | 3 | 2013 | EFACEC | K008359.08 | 572 | 45 | 523.6978 | 48.3022 | 48302.2222 |  | 41 | 28.6 | 28600 | 543.4 | 2.222% | 12.0756 | 60.3778 | 511.6222
10141103 | PMT | TRANSFORMADOR | PTS1048 | TRANSFORMADOR MARCA:EFACEC LICHINGA PTS1048 |  | LICHINGA | LICHINGA | Bairro Sanjala |  | S13 17.757 | E35 17.318 | 315 | 33KV | 400V | 3 | 2013 | EFACEC | 14483 | 1039 | 45 | 951.2622 | 87.7378 | 87737.7778 |  | 41 | 51.95 | 51950 | 987.05 | 2.222% | 21.9344 | 109.6722 | 929.3278
10141103 | PMT | TRANSFORMADOR | PTS1052 | TRANSFORMADOR MARCA:MARSONS LICHINGA PTS1052 |  | LICHINGA | LICHINGA | Povoado Namuanica |  | S13 19.925 | E35 17.322 | 50 | 33KV | 400V | 3 | 2013 | MARSONS | 80869 | 643 | 45 | 588.7022 | 54.2978 | 54297.7778 |  | 41 | 32.15 | 32150 | 610.85 | 2.222% | 13.5744 | 67.8722 | 575.1278
10141103 | PMT | TRANSFORMADOR | PTS1060 | TRANSFORMADOR MARCA:FST LICHINGA PTS1060 |  | LICHINGA | LICHINGA | Bairro 23 Setembro |  | S13 20.071 | E35 17.330 | 200 | 33KV | 400V | 3 | 2013 | FST | 18070111 | 991 | 45 | 907.3156 | 83.6844 | 83684.4444 |  | 41 | 49.55 | 49550 | 941.45 | 2.222% | 20.9211 | 104.6056 | 886.3944
10141103 | PMT | TRANSFORMADOR | PTS1061 | TRANSFORMADOR MARCA:EFACEC LICHINGA PTS1061 |  | LICHINGA | LICHINGA | Bairro Namacula |  | S13 17.962 | E35 17.331 | 315 | 33KV | 400V | 3 | 2013 | EFACEC | k003800.04 | 1039 | 45 | 951.2622 | 87.7378 | 87737.7778 |  | 41 | 51.95 | 51950 | 987.05 | 2.222% | 21.9344 | 109.6722 | 929.3278
10141103 | PMT | TRANSFORMADOR | PTS1073 | TRANSFORMADOR MARCA:Trasf. De Moc LICHINGA PTS1073 |  | LICHINGA | LICHINGA | Bairro Namacula |  | S13 17.630 | E35 17.343 | 250 | 33KV | 400V | 3 | 2013 | Trasf. De Moc | 1307040 | 991 | 45 | 907.3156 | 83.6844 | 83684.4444 |  | 41 | 49.55 | 49550 | 941.45 | 2.222% | 20.9211 | 104.6056 | 886.3944
10141103 | PMT | TRANSFORMADOR | PTS1075 | TRANSFORMADOR MARCA:Trasf. De Moc LICHINGA PTS1075 |  | LICHINGA | LICHINGA | Bairro Niassa 1 |  | S13 18.613 | E35 17.345 | 200 | 11KV | 400V | 3 | 2013 | Trasf. De Moc | 895417 | 572 | 45 | 523.6978 | 48.3022 | 48302.2222 |  | 41 | 28.6 | 28600 | 543.4 | 2.222% | 12.0756 | 60.3778 | 511.6222
10141103 | PMT | TRANSFORMADOR | PTS1081 | TRANSFORMADOR MARCA:CONTRADIS LICHINGA PTS1081 |  | LICHINGA | LICHINGA | Povoado de Mussa |  | S13 17.457 | E35 17.351 | 100 | 33KV | 400V | 3 | 2013 | CONTRADIS | 60076 | 763 | 45 | 698.5689 | 64.4311 | 64431.1111 |  | 41 | 38.15 | 38150 | 724.85 | 2.222% | 16.1078 | 80.5389 | 682.4611
10141103 | PMT | TRANSFORMADOR | PTS1083 | TRANSFORMADOR MARCA:P.M.E LICHINGA PTS1083 |  | LICHINGA | LICHINGA | Bairro Lulimile |  | S13 20.729 | E35 17.353 | 50 | 33KV | 400V | 3 | 2013 | P.M.E | 1600090010 | 643 | 45 | 588.7022 | 54.2978 | 54297.7778 |  | 41 | 32.15 | 32150 | 610.85 | 2.222% | 13.5744 | 67.8722 | 575.1278
10141103 | PMT | TRANSFORMADOR | PTS1401 | TRANSFORMADOR MARCA:MARSON S LICHINGA PTS1401 |  | LICHINGA | MUEMBE | Muembe-Lipula |  | S13 07.955 | E35 17.356 | 50 | 33KV | 400V | 3 | 2013 | MARSON S | 80913 | 643 | 45 | 588.7022 | 54.2978 | 54297.7778 |  | 41 | 32.15 | 32150 | 610.85 | 2.222% | 13.5744 | 67.8722 | 575.1278
10141103 | PMT | TRANSFORMADOR | PTS1402 | TRANSFORMADOR MARCA:BETA LICHINGA PTS1402 |  | LICHINGA | MUEMBE | Muembe-Sede Esola |  | S13 05.639 | E35 17.357 | 100 | 33KV | 400V | 3 | 2013 | BETA | 21311246 | 763 | 45 | 698.5689 | 64.4311 | 64431.1111 |  | 41 | 38.15 | 38150 | 724.85 | 2.222% | 16.1078 | 80.5389 | 682.4611
10141103 | PMT | TRANSFORMADOR | PTS1403 | TRANSFORMADOR MARCA:BETA LICHINGA PTS1403 |  | LICHINGA | MUEMBE | Muembe-Sede Mercado |  | S13 05.238 | E35 17.358 | 100 | 33KV | 400V | 3 | 2013 | BETA | 2131243 | 763 | 45 | 698.5689 | 64.4311 | 64431.1111 |  | 41 | 38.15 | 38150 | 724.85 | 2.222% | 16.1078 | 80.5389 | 682.4611
10141103 | PMT | TRANSFORMADOR | PTS1404 | TRANSFORMADOR MARCA:MARSON S LICHINGA PTS1404 |  | LICHINGA | MUEMBE | Chuanjota 1 Escola |  | S12 57.139 | E35 17.359 | 50 | 33KV | 400V | 3 | 2013 | MARSON S | 80917 | 643 | 45 | 588.7022 | 54.2978 | 54297.7778 |  | 41 | 32.15 | 32150 | 610.85 | 2.222% | 13.5744 | 67.8722 | 575.1278
10141103 | PMT | TRANSFORMADOR | PTS1405 | TRANSFORMADOR MARCA:MARSON S LICHINGA PTS1405 |  | LICHINGA | MUEMBE | Chiuanjota 2 Central |  | S12 56.908 | E35 17.360 | 50 | 33KV | 400V | 3 | 2013 | MARSON S | 80908 | 643 | 45 | 588.7022 | 54.2978 | 54297.7778 |  | 41 | 32.15 | 32150 | 610.85 | 2.222% | 13.5744 | 67.8722 | 575.1278
10141103 | PMT | TRANSFORMADOR | PTS1406 | TRANSFORMADOR MARCA:MARSON S LICHINGA PTS1406 |  | LICHINGA | MUEMBE | Chuanjota 3 Régulo |  | S12 56.412 | E35 17.361 | 100 | 33KV | 400V | 3 | 2013 | MARSON S | 80876 | 763 | 45 | 698.5689 | 64.4311 | 64431.1111 |  | 41 | 38.15 | 38150 | 724.85 | 2.222% | 16.1078 | 80.5389 | 682.4611
10141103 | PMT | TRANSFORMADOR | PTS1407 | TRANSFORMADOR MARCA:POWERTE LICHINGA PTS1407 |  | LICHINGA | MUEMBE | Chiconono Posto Administrativo |  | S12 53.439 | E35 17.362 | 50 | 33KV | 400V | 3 | 2013 | POWERTE | 10828803 | 643 | 45 | 588.7022 | 54.2978 | 54297.7778 |  | 41 | 32.15 | 32150 | 610.85 | 2.222% | 13.5744 | 67.8722 | 575.1278
10141103 | PMT | TRANSFORMADOR | PTS1408 | TRANSFORMADOR MARCA:TUSCO TRAFO LICHINGA PTS1408 |  | LICHINGA | MUEMBE | Muembe-Sienene |  | S12 59.156 | E35 17.363 | 25 | 33KV | 400V | 3 | 2013 | TUSCO TRAFO | 487766 | 643 | 45 | 588.7022 | 54.2978 | 54297.7778 |  | 41 | 32.15 | 32150 | 610.85 | 2.222% | 13.5744 | 67.8722 | 575.1278
10141103 | PMT | TRANSFORMADOR | EG PTS7000 | TRANSFORMADOR MARCA:Powerteh LICHINGA EG PTS7000 |  | LICHINGA | MAVAGO | Iringa |  | S12 35.013 | E35 17.397 | 50 | 33KV | 400V | 3 | 2013 | Powerteh | 10828802/04 | 643 | 45 | 588.7022 | 54.2978 | 54297.7778 |  | 41 | 32.15 | 32150 | 610.85 | 2.222% | 13.5744 | 67.8722 | 575.1278
10141103 | PMT | TRANSFORMADOR | EG PTS7001 | TRANSFORMADOR MARCA:ASTOR LICHINGA EG PTS7001 |  | LICHINGA | MAVAGO | Lijombo |  | S12 34.308 | E35 17.398 | 100 | 33KV | 400V | 3 | 2013 | ASTOR | 1701492 | 763 | 45 | 698.5689 | 64.4311 | 64431.1111 |  | 41 | 38.15 | 38150 | 724.85 | 2.222% | 16.1078 | 80.5389 | 682.4611
10141103 | PMT | TRANSFORMADOR | EG PTS7002 | TRANSFORMADOR MARCA:FST LICHINGA EG PTS7002 |  | LICHINGA | MAVAGO | Centro da vila |  | S12 34.000 | E35 17.399 | 200 | 33KV | 400V | 3 | 2013 | FST | 1509029 | 991 | 45 | 907.3156 | 83.6844 | 83684.4444 |  | 41 | 49.55 | 49550 | 941.45 | 2.222% | 20.9211 | 104.6056 | 886.3944
10141103 | PMT | TRANSFORMADOR | EG PTS7003 | TRANSFORMADOR MARCA:Trasf. De Moc LICHINGA EG PTS7003 |  | LICHINGA | MAVAGO | Ibo |  | S12 33.663 | E35 17.400 | 100 | 33KV | 400V | 3 | 2013 | Trasf. De Moc | 967327 | 763 | 45 | 698.5689 | 64.4311 | 64431.1111 |  | 41 | 38.15 | 38150 | 724.85 | 2.222% | 16.1078 | 80.5389 | 682.4611
10141103 | PMT | TRANSFORMADOR | EG PTS11001 | TRANSFORMADOR MARCA:MARSON LICHINGA EG PTS11001 |  | LICHINGA | MAJUNE | Rio Luambala |  | S13 25.675 | E35 17.420 | 100 | 33KV | 400V | 3 | 2013 | MARSON | 80904 | 763 | 45 | 698.5689 | 64.4311 | 64431.1111 |  | 41 | 38.15 | 38150 | 724.85 | 2.222% | 16.1078 | 80.5389 | 682.4611
10141103 | PMT | TRANSFORMADOR | EG PTS11002 | TRANSFORMADOR MARCA:Trasf. De Moc LICHINGA EG PTS11002 |  | LICHINGA | MAJUNE | Desvio para a Vila |  | S13 28.285 | E35 17.421 | 160 | 33KV | 400V | 3 | 2013 | Trasf. De Moc | 967326 | 991 | 45 | 907.3156 | 83.6844 | 83684.4444 |  | 41 | 49.55 | 49550 | 941.45 | 2.222% | 20.9211 | 104.6056 | 886.3944
10141103 | PMT | TRANSFORMADOR | EG PTS11003 | TRANSFORMADOR MARCA:MARSON LICHINGA EG PTS11003 |  | LICHINGA | MAJUNE | Majune Administracao |  | S13 28.588 | E35 17.422 | 100 | 33KV | 400V | 3 | 2013 | MARSON | 80885 | 763 | 45 | 698.5689 | 64.4311 | 64431.1111 |  | 41 | 38.15 | 38150 | 724.85 | 2.222% | 16.1078 | 80.5389 | 682.4611
10141103 | PMT | TRANSFORMADOR | EG PTS11004 | TRANSFORMADOR MARCA:MARSON LICHINGA EG PTS11004 |  | LICHINGA | MAJUNE | Majune Mercado |  | S13 28.514 | E35 17.423 | 50 | 33KV | 400V | 3 | 2013 | MARSON | 80919 | 643 | 45 | 588.7022 | 54.2978 | 54297.7778 |  | 41 | 32.15 | 32150 | 610.85 | 2.222% | 13.5744 | 67.8722 | 575.1278
10141103 | PMT | TRANSFORMADOR | EG PTS11005 | TRANSFORMADOR MARCA:ASTOR LICHINGA EG PTS11005 |  | LICHINGA | MAJUNE | Malila |  | S13 29.073 | E35 17.424 | 160 | 33KV | 400V | 3 | 2013 | ASTOR | 13047 | 991 | 45 | 907.3156 | 83.6844 | 83684.4444 |  | 41 | 49.55 | 49550 | 941.45 | 2.222% | 20.9211 | 104.6056 | 886.3944
10141103 | PMT | TRANSFORMADOR | EG PTS11006 | TRANSFORMADOR MARCA:Trasf. De Moc LICHINGA EG PTS11006 |  | LICHINGA | MAJUNE | Mecualo Desvio para Mavago |  | S13 21.849 | E35 17.425 | 160 | 33KV | 400V | 3 | 2013 | Trasf. De Moc | 920861 | 991 | 45 | 907.3156 | 83.6844 | 83684.4444 |  | 41 | 49.55 | 49550 | 941.45 | 2.222% | 20.9211 | 104.6056 | 886.3944
10141103 | PMT | TRANSFORMADOR | PTS 6001 | TRANSFORMADOR MARCA:Fuji Electric CUAMBA PTS 6001 |  | CUAMBA | MARRUPA | Cidade-Cimento |  | 13º 11' 40.915" S | -37º -29' -52.496" W | 100 | 33KV | 400V | 3 | 2013 | Fuji Electric | 11325FE | 763 | 45 | 698.5689 | 64.4311 | 64431.1111 |  | 41 | 38.15 | 38150 | 724.85 | 2.222% | 16.1078 | 80.5389 | 682.4611
10141103 | PMT | TRANSFORMADOR | PTS 6003 | TRANSFORMADOR MARCA:Acton CUAMBA PTS 6003 |  | CUAMBA | MARRUPA | Marracuene |  | 13º 11' 31.044" S | -37º -30' -35.235" W | 50 | 33KV | 400V | 3 | 2013 | Acton | 03242/02/015 | 643 | 45 | 588.7022 | 54.2978 | 54297.7778 |  | 41 | 32.15 | 32150 | 610.85 | 2.222% | 13.5744 | 67.8722 | 575.1278
10141103 | PMT | TRANSFORMADOR | PTS 6004 | TRANSFORMADOR MARCA:Acton CUAMBA PTS 6004 |  | CUAMBA | MARRUPA | Mepelia |  | 13º 10' 59.074" S | -37º -30' -33.037" W | 100 | 33KV | 400V | 3 | 2013 | Acton | 21311245 | 763 | 45 | 698.5689 | 64.4311 | 64431.1111 |  | 41 | 38.15 | 38150 | 724.85 | 2.222% | 16.1078 | 80.5389 | 682.4611
10141103 | PMT | TRANSFORMADOR | #VALUE! | #VALUE! |  | MONAPO | Meconta | Chaune |  | 14°55.195 | 39°59.162 | 630 | 33KV | 400V | 3 | 2013 | TM | TB1509144 | 1200 | 45 | 1098.6667 | 101.3333 | 101333.3333 |  | 41 | 60 | 60000 | 1140 | 2.222% | 25.3333 | 126.6667 | 1073.3333
10141103 | PMT | TRANSFORMADOR | #VALUE! | #VALUE! |  | MONAPO | Meconta | Escola Secundaria |  | 14°54.470 | 39°58.660 | 200 | 33KV | 400V | 3 | 2013 | TM | 961777 | 991 | 45 | 907.3156 | 83.6844 | 83684.4444 |  | 41 | 49.55 | 49550 | 941.45 | 2.222% | 20.9211 | 104.6056 | 886.3944
10141103 | PMT | TRANSFORMADOR | #VALUE! | #VALUE! |  | MONAPO | Meconta | Triangulo |  | 14°55.619 | 39°59.215 | 200 | 33KV | 400V | 3 | 2013 | TM | 9617773 | 991 | 45 | 907.3156 | 83.6844 | 83684.4444 |  | 41 | 49.55 | 49550 | 941.45 | 2.222% | 20.9211 | 104.6056 | 886.3944
10141103 | PMT | TRANSFORMADOR |  | TRANSFORMADOR MARCA:ABB PTS 223 |  | PTS 223 | NICODALA |  |  | S17 35 49.25 | E036 48 39.95 | 315 | 11 | 0,4 | 3 | 2013 | ABB |  | 840 | 45 | 769.0667 | 70.9333 | 70933.3333 |  | 41 | 42 | 42000 | 798 | 2.222% | 17.7333 | 88.6667 | 751.3333
10141103 | PMT | TRANSFORMADOR | PTS 407 | TRANSFORMADOR MARCA:EFAEAC CHIMURA PTS 407 |  | CHIMURA | MOPIA | ZONA VERDA |  | 17°59'1.799" | 35°43'39.879" | 100 | 33KV | 400V | 3 | 2013 | EFAEAC |  | 763 | 45 | 698.5689 | 64.4311 | 64431.1111 |  | 41 | 38.15 | 38150 | 724.85 | 2.222% | 16.1078 | 80.5389 | 682.4611
10141103 | PMT | TRANSFORMADOR | No Label | TRANSFORMADOR MARCA:Tranformerdores de Mozambique Inhambane No Label |  | Inhambane | Inhambane |  |  | 35,39489 | -23,88070 | 200 | 33 | 0.4 | 3Φ | 2013 | Tranformerdores de Mozambique | 904905 | 991 | 45 | 907.3156 | 83.6844 | 83684.4444 |  | 41 | 49.55 | 49550 | 941.45 | 2.222% | 20.9211 | 104.6056 | 886.3944
10141103 | PMT | TRANSFORMADOR | No Label | TRANSFORMADOR MARCA:Efacec Inhambane No Label |  | Inhambane | Inhambane |  |  | 35,41195 | -23,90770 | 160 | 33 | 0.4 | 3Φ | 2013 | Efacec | K008724.12 | 991 | 45 | 907.3156 | 83.6844 | 83684.4444 |  | 41 | 49.55 | 49550 | 941.45 | 2.222% | 20.9211 | 104.6056 | 886.3944
10141103 | PMT | TRANSFORMADOR | PTS 24 | TRANSFORMADOR MARCA:Tranformerdores de Mozambique Inhambane PTS 24 |  | Inhambane | Inhambane |  |  | 35,39280 | -23,89667 | 200 | 33 | 0.4 | 3Φ | 2013 | Tranformerdores de Mozambique | 904806 | 991 | 45 | 907.3156 | 83.6844 | 83684.4444 |  | 41 | 49.55 | 49550 | 941.45 | 2.222% | 20.9211 | 104.6056 | 886.3944
10141103 | PMT | TRANSFORMADOR | No Label | TRANSFORMADOR MARCA:MEGATRON FEDERAL Inhambane No Label |  | Inhambane | Inhambane |  |  | 35,44558 | -23,88258 | 100 | 33 | 0.4 | 3Φ | 2013 | MEGATRON FEDERAL | MF100/33-051 | 763 | 45 | 698.5689 | 64.4311 | 64431.1111 |  | 41 | 38.15 | 38150 | 724.85 | 2.222% | 16.1078 | 80.5389 | 682.4611
10141103 | PMT | TRANSFORMADOR | No Label | TRANSFORMADOR MARCA:Tranformerdores de Mozambique Inhambane No Label |  | Inhambane | Inhambane |  |  | 35,53976 | -23,86099 | 300 | 33 | 0.4 | 3Φ | 2013 | Tranformerdores de Mozambique | 895473 | 1039 | 45 | 951.2622 | 87.7378 | 87737.7778 |  | 41 | 51.95 | 51950 | 987.05 | 2.222% | 21.9344 | 109.6722 | 929.3278
10141103 | PMT | TRANSFORMADOR | No Label | TRANSFORMADOR MARCA:Transformer de Mozambique Inhambane No Label |  | Inhambane | Inhambane |  |  | 35,40823 | -23,93185 | 160 | 33 | 0.4 | 3Φ | 2013 | Transformer de Mozambique | 895541 | 991 | 45 | 907.3156 | 83.6844 | 83684.4444 |  | 41 | 49.55 | 49550 | 941.45 | 2.222% | 20.9211 | 104.6056 | 886.3944
10141103 | PMT | TRANSFORMADOR | PTS 303 | TRANSFORMADOR MARCA:Tranformerdores de Mozambique PTS 303 PTS 303 |  | PTS 303 | BOANE |  |  | 32,42624 | -25,02164 | 200 | 33 | 0.4 | 3Φ | 2013 | Tranformerdores de Mozambique | 915369 | 991 | 45 | 907.3156 | 83.6844 | 83684.4444 |  | 41 | 49.55 | 49550 | 941.45 | 2.222% | 20.9211 | 104.6056 | 886.3944
10141103 | PMT | TRANSFORMADOR | PTS 295 | TRANSFORMADOR MARCA:Tranformerdores de Mozambique PTS 295 PTS 295 |  | PTS 295 | BOANE |  |  | 32,39737 | -25,02791 | 100 | 33 | 0.4 | 3Φ | 2013 | Tranformerdores de Mozambique | 895432 | 763 | 45 | 698.5689 | 64.4311 | 64431.1111 |  | 41 | 38.15 | 38150 | 724.85 | 2.222% | 16.1078 | 80.5389 | 682.4611
10141103 | PMT | TRANSFORMADOR | PTS 580 | TRANSFORMADOR MARCA:Free State Transformers PTS 580 PTS 580 |  | PTS 580 | BOANE |  |  | 32,38940 | -25,98152 | 160 | 33 | 0.4 | 3Φ | 2013 | Free State Transformers | TB1306071 | 991 | 45 | 907.3156 | 83.6844 | 83684.4444 |  | 41 | 49.55 | 49550 | 941.45 | 2.222% | 20.9211 | 104.6056 | 886.3944
10141103 | PMT | TRANSFORMADOR | PTS 520 | TRANSFORMADOR MARCA:Tranformerdores de Mozambique PTS 520 PTS 520 |  | PTS 520 | BOANE |  |  | 32,40633 | -25,01450 | 200 | 33 | 0.4 | 3Φ | 2013 | Tranformerdores de Mozambique | 904799 | 991 | 45 | 907.3156 | 83.6844 | 83684.4444 |  | 41 | 49.55 | 49550 | 941.45 | 2.222% | 20.9211 | 104.6056 | 886.3944
10141103 | PMT | TRANSFORMADOR | PTS 255 | TRANSFORMADOR MARCA:Tranformerdores de Mozambique PTS 255 PTS 255 |  | PTS 255 | BOANE |  |  | 32,40757 | -25,01041 | 315 | 33 | 0.4 | 3Φ | 2013 | Tranformerdores de Mozambique | 874220 | 1039 | 45 | 951.2622 | 87.7378 | 87737.7778 |  | 41 | 51.95 | 51950 | 987.05 | 2.222% | 21.9344 | 109.6722 | 929.3278
10141103 | PMT | TRANSFORMADOR | PTS 37 | TRANSFORMADOR MARCA:Tranformerdores de Mozambique PTS 37 PTS 37 |  | PTS 37 | BOANE |  |  | 32,38753 | -25,01325 | 200 | 33 | 0.4 | 3Φ | 2013 | Tranformerdores de Mozambique | 904790 | 991 | 45 | 907.3156 | 83.6844 | 83684.4444 |  | 41 | 49.55 | 49550 | 941.45 | 2.222% | 20.9211 | 104.6056 | 886.3944
10141103 | PMT | TRANSFORMADOR | PTS 38 | TRANSFORMADOR MARCA:Tranformerdores de Mozambique PTS 38 PTS 38 |  | PTS 38 | BOANE |  |  | 32,41064 | -25,01436 | 200 | 33 | 0.4 | 3Φ | 2013 | Tranformerdores de Mozambique | 904923 | 991 | 45 | 907.3156 | 83.6844 | 83684.4444 |  | 41 | 49.55 | 49550 | 941.45 | 2.222% | 20.9211 | 104.6056 | 886.3944
10141103 | PMT | TRANSFORMADOR | PT 20R | TRANSFORMADOR MARCA:POWERTECH PT 20R PT 20R |  | PT 20R | Mabukwane |  |  |  |  | 500 | 33 | 0.4 | 3Ø | 2013 | POWERTECH | 20793502/02 | 1200 | 45 | 1098.6667 | 101.3333 | 101333.3333 |  | 41 | 60 | 60000 | 1140 | 2.222% | 25.3333 | 126.6667 | 1073.3333
10141103 | PMT | TRANSFORMADOR | PT 23R | TRANSFORMADOR MARCA:Transformadores de Mocambique PT 23R PT 23R |  | PT 23R | Mabukwane |  |  |  |  | 315 | 33 | 0.4 | 3Ø | 2013 | Transformadores de Mocambique | 1306091 | 1039 | 45 | 951.2622 | 87.7378 | 87737.7778 |  | 41 | 51.95 | 51950 | 987.05 | 2.222% | 21.9344 | 109.6722 | 929.3278
10141103 | PMT | TRANSFORMADOR | PT 9R | TRANSFORMADOR MARCA:Transformadores de Mocambique PT 9R PT 9R |  | PT 9R | Mabukwane |  |  |  |  | 500 | 33 | 0.4 | 3Ø | 2013 | Transformadores de Mocambique | 898079 | 1200 | 45 | 1098.6667 | 101.3333 | 101333.3333 |  | 41 | 60 | 60000 | 1140 | 2.222% | 25.3333 | 126.6667 | 1073.3333
10141103 | PMT | TRANSFORMADOR | PT 110 | TRANSFORMADOR MARCA:Transformadores de Mocambique PT 110 PT 110 |  | PT 110 | Mahotas |  |  |  |  | 315 | 11 | 0.4 | 3Ø | 2013 | Transformadores de Mocambique | 865530 | 840 | 45 | 769.0667 | 70.9333 | 70933.3333 |  | 41 | 42 | 42000 | 798 | 2.222% | 17.7333 | 88.6667 | 751.3333
10141103 | PMT | TRANSFORMADOR | PT 85 | TRANSFORMADOR MARCA:Transformadores de Mocambique PT 85 PT 85 |  | PT 85 | Mahotas |  |  |  |  | 315 | 11 | 0.4 | 3Ø | 2013 | Transformadores de Mocambique | 895595 | 840 | 45 | 769.0667 | 70.9333 | 70933.3333 |  | 41 | 42 | 42000 | 798 | 2.222% | 17.7333 | 88.6667 | 751.3333
10141103 | PMT | TRANSFORMADOR | PT 409 | TRANSFORMADOR MARCA:Transformadores de Mocambique PT 409 PT 409 |  | PT 409 | Mahotas |  |  |  |  | 315 | 11 | 0.4 | 3Ø | 2013 | Transformadores de Mocambique | 1306048 | 840 | 45 | 769.0667 | 70.9333 | 70933.3333 |  | 41 | 42 | 42000 | 798 | 2.222% | 17.7333 | 88.6667 | 751.3333
10141103 | PMT | TRANSFORMADOR | PT 415 | TRANSFORMADOR MARCA:Transformadores de Mocambique PT 415 PT 415 |  | PT 415 | Mahotas |  |  | 32.662757 | -25.887254 | 200 | 11 | 0.4 | 3Ø | 2013 | Transformadores de Mocambique | 895586 | 572 | 45 | 523.6978 | 48.3022 | 48302.2222 |  | 41 | 28.6 | 28600 | 543.4 | 2.222% | 12.0756 | 60.3778 | 511.6222
10141103 | PMT | TRANSFORMADOR | PT 274R | TRANSFORMADOR MARCA:Free State Transformers PT 274R PT 274R |  | PT 274R | Possulane |  |  | 32.640785 | -25.709046 | 250 | 33 | 0.4 | 3Ø | 2013 | Free State Transformers | TB1306103 | 991 | 45 | 907.3156 | 83.6844 | 83684.4444 |  | 41 | 49.55 | 49550 | 941.45 | 2.222% | 20.9211 | 104.6056 | 886.3944
10141103 | PMT | TRANSFORMADOR | PT 72R | TRANSFORMADOR MARCA:EFACEC PT 72R PT 72R |  | PT 72R | Magoanine C |  |  | 32.595895 | -25.847824 | 500 | 33 | 0.4 | 3Ø | 2013 | EFACEC | K008726.01 | 1200 | 45 | 1098.6667 | 101.3333 | 101333.3333 |  | 41 | 60 | 60000 | 1140 | 2.222% | 25.3333 | 126.6667 | 1073.3333
10141103 | PMT | TRANSFORMADOR | PT 348R | TRANSFORMADOR MARCA:Transformadores de Mocambique PT 348R PT 348R |  | PT 348R | Magoanine C |  |  | 32.592982 | -25.847754 | 250 | 33 | 0.4 | 3Ø | 2013 | Transformadores de Mocambique | 1307043 | 991 | 45 | 907.3156 | 83.6844 | 83684.4444 |  | 41 | 49.55 | 49550 | 941.45 | 2.222% | 20.9211 | 104.6056 | 886.3944
10141103 | PMT | TRANSFORMADOR | PTS 150 | TRANSFORMADOR MARCA:Free State Transformers PTS 150 PTS 150 |  | PTS 150 | Infulene A |  |  | 32.513684 | -25.918352 | 315 | 33 | 0.4 | 3Ø | 2013 | Free State Transformers | TB130608 | 1039 | 45 | 951.2622 | 87.7378 | 87737.7778 |  | 41 | 51.95 | 51950 | 987.05 | 2.222% | 21.9344 | 109.6722 | 929.3278
10141103 | PMT | TRANSFORMADOR | PTS 412 | TRANSFORMADOR MARCA:Free State Transformers PTS 412 PTS 412 |  | PTS 412 | MAPUTO |  |  | 32.526240 | -25.907325 | 160 | 33 | 0.4 | 3Ø | 2013 | Free State Transformers | TB1306069 | 991 | 45 | 907.3156 | 83.6844 | 83684.4444 |  | 41 | 49.55 | 49550 | 941.45 | 2.222% | 20.9211 | 104.6056 | 886.3944
10141103 | PMT | TRANSFORMADOR | PTS 170 | TRANSFORMADOR MARCA:Transformadores de Mocambique PTS 170 PTS 170 |  | PTS 170 | Ndlavela |  |  | 32.543600 | -25.900181 | 250 | 33 | 0.4 | 3Ø | 2013 | Transformadores de Mocambique | 1307049 | 991 | 45 | 907.3156 | 83.6844 | 83684.4444 |  | 41 | 49.55 | 49550 | 941.45 | 2.222% | 20.9211 | 104.6056 | 886.3944
10141103 | PMT | TRANSFORMADOR | PTS 849 | TRANSFORMADOR MARCA:EFACEC PTS 849 PTS 849 |  | PTS 849 | Ndlavela |  |  | 32.535121 | -25.884442 | 160 | 33 | 0.4 | 3Ø | 2013 | EFACEC | K008724.19 | 991 | 45 | 907.3156 | 83.6844 | 83684.4444 |  | 41 | 49.55 | 49550 | 941.45 | 2.222% | 20.9211 | 104.6056 | 886.3944
10141103 | PMT | TRANSFORMADOR | PTS 178 | TRANSFORMADOR MARCA:Transformadores de Mocambique PTS 178 PTS 178 |  | PTS 178 | Ndlavela |  |  | 32.542468 | -25.889481 | 200 | 33 | 0.4 | 3Ø | 2013 | Transformadores de Mocambique | 904799 | 991 | 45 | 907.3156 | 83.6844 | 83684.4444 |  | 41 | 49.55 | 49550 | 941.45 | 2.222% | 20.9211 | 104.6056 | 886.3944
10141103 | PMT | TRANSFORMADOR | PTS 227 | TRANSFORMADOR MARCA:Transformadores de Mocambique PTS 227 PTS 227 |  | PTS 227 | Khongolote |  |  | 32.546537 | -25.873121 | 200 | 33 | 0.4 | 3Ø | 2013 | Transformadores de Mocambique | 904904 | 991 | 45 | 907.3156 | 83.6844 | 83684.4444 |  | 41 | 49.55 | 49550 | 941.45 | 2.222% | 20.9211 | 104.6056 | 886.3944
10141103 | PMT | TRANSFORMADOR | PTS 539 | TRANSFORMADOR MARCA:Transformadores de Mocambique PTS 539 PTS 539 |  | PTS 539 | Intaka |  |  | 32.549097 | -25.815812 | 250 | 33 | 0.4 | 3Ø | 2013 | Transformadores de Mocambique | 904815 | 991 | 45 | 907.3156 | 83.6844 | 83684.4444 |  | 41 | 49.55 | 49550 | 941.45 | 2.222% | 20.9211 | 104.6056 | 886.3944
10141103 | PMT | TRANSFORMADOR | PTS 44 | TRANSFORMADOR MARCA:EFACEC PTS 44 PTS 44 |  | PTS 44 | Matola | Fomento |  | 32.488654 | -25.923065 | 500 | 33 | 0.4 | 3Ø | 2013 | EFACEC | K008726.06 | 1200 | 45 | 1098.6667 | 101.3333 | 101333.3333 |  | 41 | 60 | 60000 | 1140 | 2.222% | 25.3333 | 126.6667 | 1073.3333
10141103 | AT | TRANSFORMADOR AUXILIAR | AT 2 | TRANSFORMADOR AUXILIAR MARCA:TGOOD NAMPULA 220Kv AT 2 |  | NAMPULA 220Kv | NAMPULA |  |  | S15°7'28.20" | E039°13'6.147" | 400Kva | 33Kv | 400V | 3 | 2013 | TGOOD | T1308001 | 1039 | 45 | 951.2622 | 87.7378 | 87737.7778 |  | 41 | 51.95 | 51950 | 987.05 | 2.222% | 21.9344 | 109.6722 | 929.3278
10141103 | AT | TRANSFORMADOR AUXILIAR |  | TRANSFORMADOR AUXILIAR MARCA:MORE TRAFO Indoor Substation 3 | SOFALA | Indoor Substation 3 | Beira | Chipangara |  | S 19°50'9,66" | E 034°50'27,09" | 50 | 22 | 0.4 | 3 | 2013 | MORE TRAFO | T 970025 | 643 | 45 | 588.7022 | 54.2978 | 54297.7778 |  | 41 | 32.15 | 32150 | 610.85 | 2.222% | 13.5744 | 67.8722 | 575.1278
10141103 | AT | TRANSFORMADOR AUXILIAR |  | TRANSFORMADOR AUXILIAR MARCA:POWERTECH Manga | SOFALA | Manga | Beira | Sofala | n/a |  |  | 315 | 6.6 | 0.4 | 3 | 2013 | POWERTECH | 20801201/03 | 1039 | 45 | 951.2622 | 87.7378 | 87737.7778 |  | 41 | 51.95 | 51950 | 987.05 | 2.222% | 21.9344 | 109.6722 | 929.3278
10141103 | AT | TRANSFORMADOR AUXILIAR | AT 2 | TRANSFORMADOR AUXILIAR MARCA:TGOOD NAMPULA 220Kv AT 2 |  | NAMPULA 220Kv | NAMPULA |  |  | S15°7'28.20" | E039°13'6.147" | 400Kva | 33Kv | 400V | 3 | 2013 | TGOOD | T1308001 | 1200 | 45 | 1098.6667 | 101.3333 | 101333.3333 |  | 41 | 60 | 60000 | 1140 | 2.222% | 25.3333 | 126.6667 | 1073.3333
10141103 | AT | TRANSFORMADOR AUXILIAR |  | TRANSFORMADOR AUXILIAR MARCA:TDM* MOCUBA |  | MOCUBA | MOCUBA |  |  |  |  | 400 | 33 | 0,4 | 3 | 2013 | TDM* |  | 1200 | 45 | 1098.6667 | 101.3333 | 101333.3333 |  | 41 | 60 | 60000 | 1140 | 2.222% | 25.3333 | 126.6667 | 1073.3333
10141103 | AT | TRANSFORMADOR AUXILIAR |  | TRANSFORMADOR AUXILIAR MARCA:Schnieder Ressano garcia |  | Ressano garcia | Maputo |  |  |  |  | 250 | 15 | 0.4 | 3 | 2013 | Schnieder | 1095505 | 991 | 45 | 907.3156 | 83.6844 | 83684.4444 |  | 41 | 49.55 | 49550 | 941.45 | 2.222% | 20.9211 | 104.6056 | 886.3944
10141149 | CAP | CAPACITOR |  | CAPACITOR MARCA: PEMBA |  | PEMBA | PEMBA | PEMBA |  | S 13˚02'59,0'' | E040˚31'36,2'' | 3500 | 33 |  | 3 | 2014 |  |  | 505 | 45 | 473.0167 | 31.9833 | 31983.3333 |  | 42 | 25.25 | 25250 | 479.75 | 2.222% | 10.6611 | 42.6444 | 462.3556
10141149 | CAP | CAPACITOR | EBC1 | CAPACITOR MARCA: NACALA EBC1 |  | NACALA | NACALA |  |  | 14°33'24.851" | 40°40'21.418" | 3500 | 33 |  | 3 | 2014 |  |  | 505 | 45 | 473.0167 | 31.9833 | 31983.3333 |  | 42 | 25.25 | 25250 | 479.75 | 2.222% | 10.6611 | 42.6444 | 462.3556
10141149 | CAP | CAPACITOR | EBC2 | CAPACITOR MARCA: NACALA EBC2 |  | NACALA | NACALA |  |  | 14°33'24.851" | 40°40'21.418" | 3500 | 33 |  | 3 | 2014 |  |  | 505 | 45 | 473.0167 | 31.9833 | 31983.3333 |  | 42 | 25.25 | 25250 | 479.75 | 2.222% | 10.6611 | 42.6444 | 462.3556
10141149 | CAP | CAPACITOR |  | CAPACITOR MARCA: PEMBA |  | PEMBA | PEMBA | PEMBA |  | S 13˚02'59,0'' | E040˚31'36,2'' | 3500 | 33 |  | 3 | 2014 |  |  | 505 | 45 | 473.0167 | 31.9833 | 31983.3333 |  | 42 | 25.25 | 25250 | 479.75 | 2.222% | 10.6611 | 42.6444 | 462.3556
10141149 | CAP | CAPACITOR | EBC1 | CAPACITOR MARCA: NACALA EBC1 |  | NACALA | NACALA |  |  | 14°33'24.851" | 40°40'21.418" | 3500 | 33 |  | 3 | 2014 |  |  | 505 | 45 | 473.0167 | 31.9833 | 31983.3333 |  | 42 | 25.25 | 25250 | 479.75 | 2.222% | 10.6611 | 42.6444 | 462.3556
10141149 | CAP | CAPACITOR | EBC2 | CAPACITOR MARCA: NACALA EBC2 |  | NACALA | NACALA |  |  | 14°33'24.851" | 40°40'21.418" | 3500 | 33 |  | 3 | 2014 |  |  | 505 | 45 | 473.0167 | 31.9833 | 31983.3333 |  | 42 | 25.25 | 25250 | 479.75 | 2.222% | 10.6611 | 42.6444 | 462.3556
10141103 | MS | MINISUBESTAÇÃO | AGCHI/PT53 | MINISUBESTAÇÃO MARCA:TRANFORMADORES DE MOCAMBIQUE SA AGCHI/PT53 AGCHI/PT53 | BAIRRO TAMBARA 2 | AGCHI/PT53 | CHIMOIO | MANICA | EPC VILLA NOVA | S 19 05 46,05 | E 033 28 58,50 | 316 | 22 | 0.4 | 3 | 2014 | TRANFORMADORES DE MOCAMBIQUE SA | 920793 | 1213 | 45 | 1136.1767 | 76.8233 | 76823.3333 |  | 42 | 60.65 | 60650 | 1152.35 | 2.222% | 25.6078 | 102.4311 | 1110.5689
10141103 | MS | MINISUBESTAÇÃO | PTS 150 | MINISUBESTAÇÃO MARCA:Powertech PTS 150 PTS 150 |  | PTS 150 | Maputo City |  | Karl Marx |  |  | 500 | 11 | 0.4 | 3Ø | 2014 | Powertech | 20839203/01 | 2426 | 45 | 2272.3533 | 153.6467 | 153646.6667 |  | 42 | 121.3 | 121300 | 2304.7 | 2.222% | 51.2156 | 204.8622 | 2221.1378
10141103 | MS | MINISUBESTAÇÃO | PT 76 | MINISUBESTAÇÃO MARCA: PT 76 PT 76 |  | PT 76 | Maputo City |  | Fillipe S. Magaia |  |  | 300 | 11 | 0.4 | 3Ø | 2014 |  |  | 1213 | 45 | 1136.1767 | 76.8233 | 76823.3333 |  | 42 | 60.65 | 60650 | 1152.35 | 2.222% | 25.6078 | 102.4311 | 1110.5689
10141103 | MS | MINISUBESTAÇÃO | PT 263 | MINISUBESTAÇÃO MARCA:Transformers de Mozambique PT 263 PT 263 |  | PT 263 | Maxaquene |  |  |  |  | 630 | 11 | 0.4 | 3Ø | 2014 | Transformers de Mozambique |  | 2772 | 45 | 2596.44 | 175.56 | 175560 |  | 42 | 138.6 | 138600 | 2633.4 | 2.222% | 58.52 | 234.08 | 2537.92
10141103 | MS | MINISUBESTAÇÃO | PT 147 | MINISUBESTAÇÃO MARCA: PT 147 PT 147 |  | PT 147 | Maxaquene |  |  |  |  | 630 | 11 | 0.4 | 3Ø | 2014 |  |  | 2772 | 45 | 2596.44 | 175.56 | 175560 |  | 42 | 138.6 | 138600 | 2633.4 | 2.222% | 58.52 | 234.08 | 2537.92
10141103 | MS | MINISUBESTAÇÃO | PT 316 | MINISUBESTAÇÃO MARCA:Powertech PT 316 PT 316 |  | PT 316 | Maxaquene |  |  |  |  | 500 | 11 | 0.4 | 3Ø | 2014 | Powertech | 20839201/01 | 2426 | 45 | 2272.3533 | 153.6467 | 153646.6667 |  | 42 | 121.3 | 121300 | 2304.7 | 2.222% | 51.2156 | 204.8622 | 2221.1378
10141103 | MS | MINISUBESTAÇÃO | PT 146 | MINISUBESTAÇÃO MARCA:Powertech PT 146 PT 146 |  | PT 146 | Maxaquene |  |  |  |  | 500 | 11 | 0.4 | 3Ø | 2014 | Powertech | 20839202/02 | 2426 | 45 | 2272.3533 | 153.6467 | 153646.6667 |  | 42 | 121.3 | 121300 | 2304.7 | 2.222% | 51.2156 | 204.8622 | 2221.1378
10141103 | MS | MINISUBESTAÇÃO | PT 208 | MINISUBESTAÇÃO MARCA:Transformadores de Mocambique PT 208 PT 208 |  | PT 208 | Maxaquene |  |  |  |  | 315 | 11 | 0.4 | 3Ø | 2014 | Transformadores de Mocambique | 923111 | 1213 | 45 | 1136.1767 | 76.8233 | 76823.3333 |  | 42 | 60.65 | 60650 | 1152.35 | 2.222% | 25.6078 | 102.4311 | 1110.5689
10141103 | MS | MINISUBESTAÇÃO | PTS 77 | MINISUBESTAÇÃO MARCA:Powertech PTS 77 |  |  | Maputo |  |  | 32,5919427 | -25,9681082 | 630 | 11 | 0,4 | 3Φ | 2014 | Powertech | 20840801/03 | 2772 | 45 | 2596.44 | 175.56 | 175560 |  | 42 | 138.6 | 138600 | 2633.4 | 2.222% | 58.52 | 234.08 | 2537.92
10141103 | MS | MINISUBESTAÇÃO | PTS 407 | MINISUBESTAÇÃO MARCA: PTS 407 |  |  | Maputo |  |  | 32,5935237 | -25,9659841 | 630 | 11 | 0,4 | 3Φ | 2014 |  |  | 2772 | 45 | 2596.44 | 175.56 | 175560 |  | 42 | 138.6 | 138600 | 2633.4 | 2.222% | 58.52 | 234.08 | 2537.92
10141103 | MS | MINISUBESTAÇÃO | PTS 109 | MINISUBESTAÇÃO MARCA:Powertech PTS 109 |  |  | Maputo |  |  | 32,6456026 | -25,9173312 | 315 | 11 | 0,4 | 3Φ | 2014 | Powertech | 2083880/01 | 1213 | 45 | 1136.1767 | 76.8233 | 76823.3333 |  | 42 | 60.65 | 60650 | 1152.35 | 2.222% | 25.6078 | 102.4311 | 1110.5689
10141103 | MS | MINISUBESTAÇÃO | PT 345 | MINISUBESTAÇÃO MARCA:Powertech PT 345 | Mahotas |  | Maputo |  |  | 32,6102534 | -25,9335841 | 500 | 11 | 0,4 | 3Φ | 2014 | Powertech | 20839202/03 | 2426 | 45 | 2272.3533 | 153.6467 | 153646.6667 |  | 42 | 121.3 | 121300 | 2304.7 | 2.222% | 51.2156 | 204.8622 | 2221.1378
10141103 | MS | MINISUBESTAÇÃO | PT 317R | MINISUBESTAÇÃO MARCA:Transformadores de Mozambique PT 317R | Guava |  | Maputo |  |  | 32,6085117 | -25,7650486 | 315 | 33 | 0,4 | 3Φ | 2014 | Transformadores de Mozambique | 923192 | 3638 | 45 | 3407.5933 | 230.4067 | 230406.6667 |  | 42 | 181.9 | 181900 | 3456.1 | 2.222% | 76.8022 | 307.2089 | 3330.7911
10141103 | MS | MINISUBESTAÇÃO | PT 242R | MINISUBESTAÇÃO MARCA:Transformadores de Mozambique PT 242R | Guava |  | Maputo |  |  | 32,6144206 | -25,7623075 | 250 | 33 | 0,4 | 3Φ | 2014 | Transformadores de Mozambique | 920909 | 3638 | 45 | 3407.5933 | 230.4067 | 230406.6667 |  | 42 | 181.9 | 181900 | 3456.1 | 2.222% | 76.8022 | 307.2089 | 3330.7911
10141103 | MS | MINISUBESTAÇÃO | AGXX/PTS0091 | MINISUBESTAÇÃO MARCA:DESTA AGXX/PTS0091 AGXX/PTS0091 | Praia de Xai-Xai casa Protocolar | AGXX/PTS0091 | Gaza | Gaza |  | 25º 07.117 | 033º 43.623 | 100 | 11 | 0.4 | 3 | 2014 | DESTA | BT0021/332 | 1733 | 45 | 1623.2433 | 109.7567 | 109756.6667 |  | 42 | 86.65 | 86650 | 1646.35 | 2.222% | 36.5856 | 146.3422 | 1586.6578
10141103 | GMT | TRANSFORMADOR |  | TRANSFORMADOR MARCA:POWER TECH TETE-SUB | TETE | TETE-SUB | TETE | AV.K.KAUND |  | 562874.851 | 8213010.876 | 500 | 11 | 0.4 | 3 | 2014 | POWER TECH | 20839201/03 | 1016 | 45 | 951.6533 | 64.3467 | 64346.6667 |  | 42 | 50.8 | 50800 | 965.2 | 2.222% | 21.4489 | 85.7956 | 930.2044
10141103 | GMT | TRANSFORMADOR |  | TRANSFORMADOR MARCA:EFACEC TETE-SUB | TETE | TETE-SUB | TETE | AV.25JUNH |  | 562532.912 | 8213197.696 | 630 | 11 | 0.4 | 3 | 2014 | EFACEC | K010498.01 | 1016 | 45 | 951.6533 | 64.3467 | 64346.6667 |  | 42 | 50.8 | 50800 | 965.2 | 2.222% | 21.4489 | 85.7956 | 930.2044
10141103 | GMT | TRANSFORMADOR |  | TRANSFORMADOR MARCA:PME TETE-SUB | TETE | TETE-SUB | TETE | PROX EPC MPADUE |  | 563212.007 | 8208327.713 | 160 | 33 | 0.4 | 3 | 2014 | PME | 1600900 | 991 | 45 | 928.2367 | 62.7633 | 62763.3333 |  | 42 | 49.55 | 49550 | 941.45 | 2.222% | 20.9211 | 83.6844 | 907.3156
10141103 | GMT | TRANSFORMADOR |  | TRANSFORMADOR MARCA:POWER TECH TETE-SUB | TETE | TETE-SUB | TETE | COL MUNDIAL |  | 563465.128 | 8209514.404 | 315 | 33 | 0.4 | 3 | 2014 | POWER TECH | 20802201/01 | 1039 | 45 | 973.1967 | 65.8033 | 65803.3333 |  | 42 | 51.95 | 51950 | 987.05 | 2.222% | 21.9344 | 87.7378 | 951.2622
10141103 | GMT | TRANSFORMADOR |  | TRANSFORMADOR MARCA:TM TETE-SUB | TETE | TETE-SUB | TETE | EPC MPADUE |  | 562944.867 | 8208057.014 | 160 | 33 | 0.4 | 3 | 2014 | TM | 920789 | 991 | 45 | 928.2367 | 62.7633 | 62763.3333 |  | 42 | 49.55 | 49550 | 941.45 | 2.222% | 20.9211 | 83.6844 | 907.3156
10141103 | GMT | TRANSFORMADOR |  | TRANSFORMADOR MARCA:EFACEC MATAMBO-SUB | TETE | MATAMBO-SUB | TETE | AGRICOM /SMT-8 |  | 560031.6 | 8214561.653 | 250 | 33 | 0.4 | 3 | 2014 | EFACEC | K010496.02 | 991 | 45 | 928.2367 | 62.7633 | 62763.3333 |  | 42 | 49.55 | 49550 | 941.45 | 2.222% | 20.9211 | 83.6844 | 907.3156
10141103 | GMT | TRANSFORMADOR |  | TRANSFORMADOR MARCA:POWER TECH TETE-SUB | TETE | TETE-SUB | TETE | ENTREPOSTO |  | 562139.542 | 8213712.537 | 315 | 11 | 0.4 | 3 | 2014 | POWER TECH | 20353825/01 | 840 | 45 | 786.8 | 53.2 | 53200 |  | 42 | 42 | 42000 | 798 | 2.222% | 17.7333 | 70.9333 | 769.0667
10141103 | GMT | TRANSFORMADOR |  | TRANSFORMADOR MARCA:TM SE MOVEL | TETE | SE MOVEL | TETE | CAMBINDE |  | 564302.796 | 8215309.681 | 500 | 33 | 0.4 | 3 | 2014 | TM | 92092 | 1200 | 45 | 1124 | 76 | 76000 |  | 42 | 60 | 60000 | 1140 | 2.222% | 25.3333 | 101.3333 | 1098.6667
10141103 | GMT | TRANSFORMADOR |  | TRANSFORMADOR MARCA:EFACEC SE-TETE | TETE | SE-TETE | TETE | ARCONJO |  | 566463.986 | 8214463.986 | 250 | 33 | 0.4 | 3 | 2014 | EFACEC | K010842.06 | 991 | 45 | 928.2367 | 62.7633 | 62763.3333 |  | 42 | 49.55 | 49550 | 941.45 | 2.222% | 20.9211 | 83.6844 | 907.3156
10141103 | GMT | TRANSFORMADOR |  | TRANSFORMADOR MARCA:TM SE-MATAMBO | TETE | SE-MATAMBO | TETE | MATEUS S MUT-CAR |  | 560462.232 | 8210544.138 | 160 | 33 | 0.4 | 3 | 2014 | TM | 920483 | 991 | 45 | 928.2367 | 62.7633 | 62763.3333 |  | 42 | 49.55 | 49550 | 941.45 | 2.222% | 20.9211 | 83.6844 | 907.3156
10141103 | GMT | TRANSFORMADOR |  | TRANSFORMADOR MARCA:FUJI TUSCO SE-MATAMBO | TETE | SE-MATAMBO | TETE | LAZARO VINHO/SMT3 |  | 560825.568 | 8211621.808 | 160 | 33 | 0.4 | 3 | 2014 | FUJI TUSCO | K010496.01 | 991 | 45 | 928.2367 | 62.7633 | 62763.3333 |  | 42 | 49.55 | 49550 | 941.45 | 2.222% | 20.9211 | 83.6844 | 907.3156
10141103 | GMT | TRANSFORMADOR | 163 | TRANSFORMADOR MARCA: 163 |  |  | Moma | CHALAUA |  | 15⁰07.204’ | 039⁰15.834’ | 160 | 33 | 400V | 3 | 2014 |  |  | 991 | 45 | 928.2367 | 62.7633 | 62763.3333 |  | 42 | 49.55 | 49550 | 941.45 | 2.222% | 20.9211 | 83.6844 | 907.3156
10141103 | GMT | TRANSFORMADOR | 164 | TRANSFORMADOR MARCA: 164 |  |  | Moma | CHALAUA |  | 16⁰05.102’ | 039⁰09.505’ | 160 | 33 | 400V | 3 | 2014 |  |  | 991 | 45 | 928.2367 | 62.7633 | 62763.3333 |  | 42 | 49.55 | 49550 | 941.45 | 2.222% | 20.9211 | 83.6844 | 907.3156
10141103 | GMT | TRANSFORMADOR | 175 | TRANSFORMADOR MARCA: 175 |  |  | Nampula | BAIRRO DE MUTAUANHA ATRAS DA ESC. SECUNDARIA DE MUATALA |  | 15°7'47.473" | 39°13'1.534" | 50 | 33 | 400V | 3 | 2014 |  |  | 643 | 45 | 602.2767 | 40.7233 | 40723.3333 |  | 42 | 32.15 | 32150 | 610.85 | 2.222% | 13.5744 | 54.2978 | 588.7022
10141103 | GMT | TRANSFORMADOR | 176 | TRANSFORMADOR MARCA: 176 |  |  | Nampula | BAIRRO DE MUTAUANHA PRÓXIMO DA ESCOLA FAICLEID |  | 15°7'46.642" | 39°13'18.554" | 160 | 33 | 400V | 3 | 2014 |  |  | 991 | 45 | 928.2367 | 62.7633 | 62763.3333 |  | 42 | 49.55 | 49550 | 941.45 | 2.222% | 20.9211 | 83.6844 | 907.3156
10141103 | GMT | TRANSFORMADOR | 177 | TRANSFORMADOR MARCA: 177 |  |  | Nametil | Nametil–sede |  | 15⁰42,865’ | 039⁰20.424’ | 315 | 33 | 400V | 3 | 2014 |  |  | 1039 | 45 | 973.1967 | 65.8033 | 65803.3333 |  | 42 | 51.95 | 51950 | 987.05 | 2.222% | 21.9344 | 87.7378 | 951.2622
10141103 | GMT | TRANSFORMADOR | 198 | TRANSFORMADOR MARCA: 198 |  |  | Rapale | NACUCA MERCADO |  | 14°58'44.183" | 38°49'26.040" | 32 | 33 | 400V | 3 | 2014 |  |  | 643 | 45 | 602.2767 | 40.7233 | 40723.3333 |  | 42 | 32.15 | 32150 | 610.85 | 2.222% | 13.5744 | 54.2978 | 588.7022
10141103 | GMT | TRANSFORMADOR | 200 | TRANSFORMADOR MARCA: 200 |  |  | Nampula | BAIRRO DE NAUMTEQUELIUA- MERCADO KIANE |  | 15°7'4.910" | 39°17'15.084" | 100 | 11 | 400V | 3 | 2014 |  |  | 763 | 45 | 714.6767 | 48.3233 | 48323.3333 |  | 42 | 38.15 | 38150 | 724.85 | 2.222% | 16.1078 | 64.4311 | 698.5689
10141103 | GMT | TRANSFORMADOR | 218 | TRANSFORMADOR MARCA: 218 |  |  | Nampula | BAIRRO DE CARRUPEIA- PROXIMO EX PTS 17 |  | 15º 5' 55.103" S | -39º -16' -16.598" W | 315 | 11 | 400V | 3 | 2014 |  |  | 840 | 45 | 786.8 | 53.2 | 53200 |  | 42 | 42 | 42000 | 798 | 2.222% | 17.7333 | 70.9333 | 769.0667
10141103 | GMT | TRANSFORMADOR | 219 | TRANSFORMADOR MARCA: 219 |  |  | Nampula | BAIRRO DE MARRERE ZONA DA EPC PEDREIRA |  | 15º 6' 15.664" S | -39º -12' -17.586" W | 100 | 33 | 400V | 3 | 2014 |  |  | 763 | 45 | 714.6767 | 48.3233 | 48323.3333 |  | 42 | 38.15 | 38150 | 724.85 | 2.222% | 16.1078 | 64.4311 | 698.5689
10141103 | GMT | TRANSFORMADOR | 228 | TRANSFORMADOR MARCA: 228 |  |  | Nampula | VIA BARRAGEM - ESCOLA SECUNDÁRIA DA BARRAGEM |  | 15º 3' 48.152" S | -39º -15' -4.622" W | 100 | 33 | 400V | 3 | 2014 |  |  | 763 | 45 | 714.6767 | 48.3233 | 48323.3333 |  | 42 | 38.15 | 38150 | 724.85 | 2.222% | 16.1078 | 64.4311 | 698.5689
10141103 | GMT | TRANSFORMADOR | PTS 8 | TRANSFORMADOR MARCA: CUAMBA PTS 8 |  | CUAMBA | CUAMBA | BAIRRO CANSINA |  | 14º 47' 11.96" S | -36º -31' -22.731" W | 160 | 33KV | 400V | 3 | 2014 |  |  | 991 | 45 | 928.2367 | 62.7633 | 62763.3333 |  | 42 | 49.55 | 49550 | 941.45 | 2.222% | 20.9211 | 83.6844 | 907.3156
10141103 | GMT | TRANSFORMADOR | PTS 20 | TRANSFORMADOR MARCA: CUAMBA PTS 20 |  | CUAMBA | CUAMBA | PRACA DOS HEROIS |  | 14º 48' 2.058" S | -36º -32' -24.706" W | 630 | 33KV | 400V | 3 | 2014 |  |  | 1200 | 45 | 1124 | 76 | 76000 |  | 42 | 60 | 60000 | 1140 | 2.222% | 25.3333 | 101.3333 | 1098.6667
10141103 | GMT | TRANSFORMADOR | PT8006 | TRANSFORMADOR MARCA: CUAMBA PT8006 |  | CUAMBA | MAUA | B. das Bombas PT 8001 |  | 13º 51' 45.376" S | -37º -10' -25.219" W | 50 | 33KV | 400V | 3 | 2014 |  |  | 643 | 45 | 602.2767 | 40.7233 | 40723.3333 |  | 42 | 32.15 | 32150 | 610.85 | 2.222% | 13.5744 | 54.2978 | 588.7022
10141103 | GMT | TRANSFORMADOR | PT57 | TRANSFORMADOR MARCA:TM PT57 PT57 | Centro Hípico - Manga | PT57 | BEIRA | SOFALA |  | 696376.7 | 7811723.6 | 315 | 22 | 0.4 | 3 | 2014 | TM | 920877 | 953 | 45 | 892.6433 | 60.3567 | 60356.6667 |  | 42 | 47.65 | 47650 | 905.35 | 2.222% | 20.1189 | 80.4756 | 872.5244
10141103 | GMT | TRANSFORMADOR | PT103 | TRANSFORMADOR MARCA:T.M PT103 PT103 | Bairro do Aeroporto(Pantanal) | PT103 | BEIRA | SOFALA |  | 698400.4 | 7809801.4 | 315 | 22 | 0.4 | 3 | 2014 | T.M | 923122 | 953 | 45 | 892.6433 | 60.3567 | 60356.6667 |  | 42 | 47.65 | 47650 | 905.35 | 2.222% | 20.1189 | 80.4756 | 872.5244
10141103 | GMT | TRANSFORMADOR | PTS 43R | TRANSFORMADOR MARCA:FUJI TUSCO PTS 43R PTS 43R |  | PTS 43R | Zimpeto |  |  | 32.566217 | -25.868322 | 250 | 33 | 0.4 | 3Ø | 2014 | FUJI TUSCO | 571332 | 991 | 45 | 928.2367 | 62.7633 | 62763.3333 |  | 42 | 49.55 | 49550 | 941.45 | 2.222% | 20.9211 | 83.6844 | 907.3156
10141103 | GMT | TRANSFORMADOR | 163 | TRANSFORMADOR MARCA:ASTOR 163 |  |  | Moma | CHALAUA |  | 15⁰07.204’ | 039⁰15.834’ | 160 | 33 | 400V | 3 | 2014 | ASTOR | 17-13406 | 991 | 45 | 928.2367 | 62.7633 | 62763.3333 |  | 42 | 49.55 | 49550 | 941.45 | 2.222% | 20.9211 | 83.6844 | 907.3156
10141103 | GMT | TRANSFORMADOR | 164 | TRANSFORMADOR MARCA:TM 164 |  |  | Moma | CHALAUA |  | 16⁰05.102’ | 039⁰09.505’ | 160 | 33 | 400V | 3 | 2014 | TM | 904921 | 991 | 45 | 928.2367 | 62.7633 | 62763.3333 |  | 42 | 49.55 | 49550 | 941.45 | 2.222% | 20.9211 | 83.6844 | 907.3156
10141103 | GMT | TRANSFORMADOR | 175 | TRANSFORMADOR MARCA:ASTOR 175 |  |  | Nampula | BAIRRO DE MUTAUANHA ATRAS DA ESC. SECUNDARIA DE MUATALA |  | 15°7'47.473" | 39°13'1.534" | 50 | 33 | 400V | 3 | 2014 | ASTOR | 17-12254 | 643 | 45 | 602.2767 | 40.7233 | 40723.3333 |  | 42 | 32.15 | 32150 | 610.85 | 2.222% | 13.5744 | 54.2978 | 588.7022
10141103 | GMT | TRANSFORMADOR | 176 | TRANSFORMADOR MARCA:Power Tech 176 |  |  | Nampula | BAIRRO DE MUTAUANHA PRÓXIMO DA ESCOLA FAICLEID |  | 15°7'46.642" | 39°13'18.554" | 160 | 33 | 400V | 3 | 2014 | Power Tech | 11012201/01 | 991 | 45 | 928.2367 | 62.7633 | 62763.3333 |  | 42 | 49.55 | 49550 | 941.45 | 2.222% | 20.9211 | 83.6844 | 907.3156
10141103 | GMT | TRANSFORMADOR | 177 | TRANSFORMADOR MARCA:Fuji Tusco 177 |  |  | Nametil | Nametil–sede |  | 15⁰42,865’ | 039⁰20.424’ | 315 | 33 | 400V | 3 | 2014 | Fuji Tusco | 920844 | 1039 | 45 | 973.1967 | 65.8033 | 65803.3333 |  | 42 | 51.95 | 51950 | 987.05 | 2.222% | 21.9344 | 87.7378 | 951.2622
10141103 | GMT | TRANSFORMADOR | 198 | TRANSFORMADOR MARCA:E.S.T. 198 |  |  | Rapale | NACUCA MERCADO |  | 14°58'44.183" | 38°49'26.040" | 32 | 33 | 400V | 3 | 2014 | E.S.T. | 1151809180 | 643 | 45 | 602.2767 | 40.7233 | 40723.3333 |  | 42 | 32.15 | 32150 | 610.85 | 2.222% | 13.5744 | 54.2978 | 588.7022
10141103 | GMT | TRANSFORMADOR | 200 | TRANSFORMADOR MARCA:TM 200 |  |  | Nampula | BAIRRO DE NAUMTEQUELIUA- MERCADO KIANE |  | 15°7'4.910" | 39°17'15.084" | 100 | 11 | 400V | 3 | 2014 | TM | 2001012055 | 763 | 45 | 714.6767 | 48.3233 | 48323.3333 |  | 42 | 38.15 | 38150 | 724.85 | 2.222% | 16.1078 | 64.4311 | 698.5689
10141103 | GMT | TRANSFORMADOR | 218 | TRANSFORMADOR MARCA:ASTOR 218 |  |  | Nampula | BAIRRO DE CARRUPEIA- PROXIMO EX PTS 17 |  | 15º 5' 55.103" S | -39º -16' -16.598" W | 315 | 11 | 400V | 3 | 2014 | ASTOR | 17-13004 | 840 | 45 | 786.8 | 53.2 | 53200 |  | 42 | 42 | 42000 | 798 | 2.222% | 17.7333 | 70.9333 | 769.0667
10141103 | GMT | TRANSFORMADOR | 219 | TRANSFORMADOR MARCA:Power Tech 219 |  |  | Nampula | BAIRRO DE MARRERE ZONA DA EPC PEDREIRA |  | 15º 6' 15.664" S | -39º -12' -17.586" W | 100 | 33 | 400V | 3 | 2014 | Power Tech | 10625801/13 | 763 | 45 | 714.6767 | 48.3233 | 48323.3333 |  | 42 | 38.15 | 38150 | 724.85 | 2.222% | 16.1078 | 64.4311 | 698.5689
10141103 | GMT | TRANSFORMADOR | 228 | TRANSFORMADOR MARCA:MEGATRO 228 |  |  | Nampula | VIA BARRAGEM - ESCOLA SECUNDÁRIA DA BARRAGEM |  | 15º 3' 48.152" S | -39º -15' -4.622" W | 100 | 33 | 400V | 3 | 2014 | MEGATRO | MF25/33-070 | 763 | 45 | 714.6767 | 48.3233 | 48323.3333 |  | 42 | 38.15 | 38150 | 724.85 | 2.222% | 16.1078 | 64.4311 | 698.5689
10141103 | GMT | TRANSFORMADOR | PTS 8 | TRANSFORMADOR MARCA:TRANSF.DE MOҪ CUAMBA PTS 8 |  | CUAMBA | CUAMBA | BAIRRO CANSINA |  | 14º 47' 11.96" S | -36º -31' -22.731" W | 160 | 33KV | 400V | 3 | 2014 | TRANSF.DE MOҪ | 8954488 | 991 | 45 | 928.2367 | 62.7633 | 62763.3333 |  | 42 | 49.55 | 49550 | 941.45 | 2.222% | 20.9211 | 83.6844 | 907.3156
10141103 | GMT | TRANSFORMADOR | PTS 20 | TRANSFORMADOR MARCA:TANELEC CUAMBA PTS 20 |  | CUAMBA | CUAMBA | PRACA DOS HEROIS |  | 14º 48' 2.058" S | -36º -32' -24.706" W | 630 | 33KV | 400V | 3 | 2014 | TANELEC | F6920 | 1200 | 45 | 1124 | 76 | 76000 |  | 42 | 60 | 60000 | 1140 | 2.222% | 25.3333 | 101.3333 | 1098.6667
10141103 | GMT | TRANSFORMADOR | PT8006 | TRANSFORMADOR MARCA:Powertech CUAMBA PT8006 |  | CUAMBA | MAUA | B. das Bombas PT 8001 |  | 13º 51' 45.376" S | -37º -10' -25.219" W | 50 | 33KV | 400V | 3 | 2014 | Powertech | 10708501/08 | 643 | 45 | 602.2767 | 40.7233 | 40723.3333 |  | 42 | 32.15 | 32150 | 610.85 | 2.222% | 13.5744 | 54.2978 | 588.7022
10141103 | GMT | TRANSFORMADOR |  | TRANSFORMADOR MARCA:TDM* PTS AEROPORTO EXPAN |  | PTS AEROPORTO EXPAN | QUALIMANE |  |  | S17 51 13.94 | E036 52 50.82 | 315 | 11 | 0,4 | 3 | 2014 | TDM* | 923105 | 840 | 45 | 786.8 | 53.2 | 53200 |  | 42 | 42 | 42000 | 798 | 2.222% | 17.7333 | 70.9333 | 769.0667
10141103 | GMT | TRANSFORMADOR |  | TRANSFORMADOR MARCA:TDM* PTS 207 |  | PTS 207 | NICODALA |  |  | S17 36 25.07 | E036 49 11.17 | 315 | 11 | 0,4 | 3 | 2014 | TDM* | 920495 | 840 | 45 | 786.8 | 53.2 | 53200 |  | 42 | 42 | 42000 | 798 | 2.222% | 17.7333 | 70.9333 | 769.0667
10141103 | GMT | TRANSFORMADOR |  | TRANSFORMADOR MARCA:TDM* PTS 201 |  | PTS 201 | NICODALA |  |  | S17 36 06.50 | E036 48 45.23 | 315 | 11 | 0,4 | 3 | 2014 | TDM* | 920917 | 840 | 45 | 786.8 | 53.2 | 53200 |  | 42 | 42 | 42000 | 798 | 2.222% | 17.7333 | 70.9333 | 769.0667
10141103 | GMT | TRANSFORMADOR |  | TRANSFORMADOR MARCA:TDM* PTS BOTAO |  | PTS BOTAO | NICODALA |  |  | S17 36 33.02 | E036 48 19.13 | 315 | 11 | 0,4 | 3 | 2014 | TDM* | 961710 | 840 | 45 | 786.8 | 53.2 | 53200 |  | 42 | 42 | 42000 | 798 | 2.222% | 17.7333 | 70.9333 | 769.0667
10141103 | GMT | TRANSFORMADOR |  | TRANSFORMADOR MARCA:POWERTECH PTS LOBO |  | PTS LOBO | NICODALA |  |  | S17 36 02.37 | E036 47 24.90 | 315 | 11 | 0,4 | 3 | 2014 | POWERTECH | 107886802/02 | 840 | 45 | 786.8 | 53.2 | 53200 |  | 42 | 42 | 42000 | 798 | 2.222% | 17.7333 | 70.9333 | 769.0667
10141103 | GMT | TRANSFORMADOR |  | TRANSFORMADOR MARCA:TDM* PTS MUIZIVIA |  | PTS MUIZIVIA | MOCUBA |  |  | S16 50 42.83 | E036 58 07.64 | 315 | 11 | 0,4 | 3 | 2014 | TDM* | 923103 | 840 | 45 | 786.8 | 53.2 | 53200 |  | 42 | 42 | 42000 | 798 | 2.222% | 17.7333 | 70.9333 | 769.0667
10141103 | GMT | TRANSFORMADOR |  | TRANSFORMADOR MARCA:TDM* PTS 1034 |  | PTS 1034 | MOCUBA |  |  | S16 51 46.67 | E036 56 31.23 | 315 | 11 | 0,4 | 3 | 2014 | TDM* | 920779 | 840 | 45 | 786.8 | 53.2 | 53200 |  | 42 | 42 | 42000 | 798 | 2.222% | 17.7333 | 70.9333 | 769.0667
10141103 | GMT | TRANSFORMADOR |  | TRANSFORMADOR MARCA:NV* PTS 1012 |  | PTS 1012 | MOCUBA |  |  | S16 49 51.37 | E036 59 18.12 | 315 | 11 | 0,4 | 3 | 2014 | NV* |  | 840 | 45 | 786.8 | 53.2 | 53200 |  | 42 | 42 | 42000 | 798 | 2.222% | 17.7333 | 70.9333 | 769.0667
10141103 | GMT | TRANSFORMADOR |  | TRANSFORMADOR MARCA:FST PTS 1016 |  | PTS 1016 | MOCUBA |  |  | S16 49 22.03 | E036 59 42.27 | 315 | 11 | 0,4 | 3 | 2014 | FST |  | 840 | 45 | 786.8 | 53.2 | 53200 |  | 42 | 42 | 42000 | 798 | 2.222% | 17.7333 | 70.9333 | 769.0667
10141103 | GMT | TRANSFORMADOR |  | TRANSFORMADOR MARCA:DPM PTS 1026 |  | PTS 1026 | MOCUBA |  |  | S16 46 26.13 | E037 01 44.59 | 315 | 11 | 0,4 | 3 | 2014 | DPM |  | 840 | 45 | 786.8 | 53.2 | 53200 |  | 42 | 42 | 42000 | 798 | 2.222% | 17.7333 | 70.9333 | 769.0667
10141103 | GMT | TRANSFORMADOR | PTS 3004 | TRANSFORMADOR MARCA:TRFR DE MOZ ALTO MOLOCUE PTS 3004 |  | ALTO MOLOCUE | ALTO MOLOCUE | MOLOCUE |  | 15°38'32.230" | 37°41'31.128" | 160 | 33KV | 400V | 3 | 2014 | TRFR DE MOZ |  | 991 | 45 | 928.2367 | 62.7633 | 62763.3333 |  | 42 | 49.55 | 49550 | 941.45 | 2.222% | 20.9211 | 83.6844 | 907.3156
10141103 | GMT | TRANSFORMADOR | PTS 405 | TRANSFORMADOR MARCA:TRFR DE MOZ CHIMURA PTS 405 |  | CHIMURA | MOPIA | MERCADO DA VILA |  | 17°58'35.998" | 35°42'45.885" | 200 | 33KV | 400V | 3 | 2014 | TRFR DE MOZ |  | 991 | 45 | 928.2367 | 62.7633 | 62763.3333 |  | 42 | 49.55 | 49550 | 941.45 | 2.222% | 20.9211 | 83.6844 | 907.3156
10141103 | GMT | TRANSFORMADOR | PTS 314 | TRANSFORMADOR MARCA:TRFR DE MOZ CHIMURA PTS 314 |  | CHIMURA | MARRUMBALA | ZANA |  | 17°21'12.182" | 35°35'34.541" | 50 | 33KV | 400V | 3 | 2014 | TRFR DE MOZ |  | 643 | 45 | 602.2767 | 40.7233 | 40723.3333 |  | 42 | 32.15 | 32150 | 610.85 | 2.222% | 13.5744 | 54.2978 | 588.7022
10141103 | GMT | TRANSFORMADOR | PTS 312 | TRANSFORMADOR MARCA:TRFR DE MOZ CHIMURA PTS 312 |  | CHIMURA | MARRUMBALA | JOAQUIM CHISSANO |  | 17°19'19.004" | 35°34'46.001" | 160 | 33KV | 400V | 3 | 2014 | TRFR DE MOZ |  | 991 | 45 | 928.2367 | 62.7633 | 62763.3333 |  | 42 | 49.55 | 49550 | 941.45 | 2.222% | 20.9211 | 83.6844 | 907.3156
10141103 | GMT | TRANSFORMADOR | PTS 4003 | TRANSFORMADOR MARCA:TRFR DE MOZ GURUE PTS 4003 |  | GURUE | GURUE | MONEIA |  | 15°27'58.200" | 36°59'36.24" | 315 | 33KV | 400V | 3 | 2014 | TRFR DE MOZ |  | 1039 | 45 | 973.1967 | 65.8033 | 65803.3333 |  | 42 | 51.95 | 51950 | 987.05 | 2.222% | 21.9344 | 87.7378 | 951.2622
10141103 | GMT | TRANSFORMADOR | PTS 4006 | TRANSFORMADOR MARCA:TRFR DE MOZ GURUE PTS 4006 |  | GURUE | GURUE | INVINHA |  | 15°33'37.442" | 37°2'48.40" | 160 | 33KV | 400V | 3 | 2014 | TRFR DE MOZ |  | 991 | 45 | 928.2367 | 62.7633 | 62763.3333 |  | 42 | 49.55 | 49550 | 941.45 | 2.222% | 20.9211 | 83.6844 | 907.3156
10141103 | GMT | TRANSFORMADOR | PTS 4036 | TRANSFORMADOR MARCA:TRFR DE MOZ GURUE PTS 4036 |  | GURUE | GURUE | CONTAP |  | 15°27'53.180" | 36°58'6.799" | 200 | 33KV | 400V | 3 | 2014 | TRFR DE MOZ |  | 991 | 45 | 928.2367 | 62.7633 | 62763.3333 |  | 42 | 49.55 | 49550 | 941.45 | 2.222% | 20.9211 | 83.6844 | 907.3156
10141103 | GMT | TRANSFORMADOR | PTS 4044 | TRANSFORMADOR MARCA:TRFR DE MOZ GURUE PTS 4044 |  | GURUE | GURUE | SAGAR |  | 15°28'38.751" | 36°59'32.837" | 250 | 33KV | 400V | 3 | 2014 | TRFR DE MOZ |  | 991 | 45 | 928.2367 | 62.7633 | 62763.3333 |  | 42 | 49.55 | 49550 | 941.45 | 2.222% | 20.9211 | 83.6844 | 907.3156
10141103 | PMT | TRANSFORMADOR |  | TRANSFORMADOR MARCA:EFACEC SE-TETE | TETE | SE-TETE | MOATIZE | MWALADZI 6 |  | 610143.443 | 8219892.541 | 200 | 33 | 0.4 | 3 | 2014 | EFACEC | N/A | 991 | 45 | 928.2367 | 62.7633 | 62763.3333 |  | 42 | 49.55 | 49550 | 941.45 | 2.222% | 20.9211 | 83.6844 | 907.3156
10141103 | PMT | TRANSFORMADOR |  | TRANSFORMADOR MARCA:EFACEC SE-TETE | TETE | SE-TETE | MOATIZE | PROX.DO TANQUE |  | 577034.627 | 8218664.245 | 160 | 33 | 0.4 | 3 | 2014 | EFACEC | N/A | 991 | 45 | 928.2367 | 62.7633 | 62763.3333 |  | 42 | 49.55 | 49550 | 941.45 | 2.222% | 20.9211 | 83.6844 | 907.3156
10141103 | PMT | TRANSFORMADOR |  | TRANSFORMADOR MARCA:EFACEC SE-TETE | TETE | SE-TETE | MOATIZE | CRECHE |  | 575669.276 | 8218369.363 | 160 | 33 | 0.4 | 3 | 2014 | EFACEC | N/A | 991 | 45 | 928.2367 | 62.7633 | 62763.3333 |  | 42 | 49.55 | 49550 | 941.45 | 2.222% | 20.9211 | 83.6844 | 907.3156
10141103 | PMT | TRANSFORMADOR |  | TRANSFORMADOR MARCA:ASTOR SE-JINDAL | TETE | SE-JINDAL | MAGOE | CADEIA |  | 365961.529 | 8252229.732 | 160 | 33 | 0.4 | 3 | 2014 | ASTOR |  | 991 | 45 | 928.2367 | 62.7633 | 62763.3333 |  | 42 | 49.55 | 49550 | 941.45 | 2.222% | 20.9211 | 83.6844 | 907.3156
10141103 | PMT | TRANSFORMADOR |  | TRANSFORMADOR MARCA:MEGATRON FEDERAL SE-MWANZA/MALAWI | TETE | SE-MWANZA/MALAWI | ZOBUE | SKUIDE |  | 15°36'03.72” | 34°26'08.37” | 50 | 33 | 0.4 | 3 | 2014 | MEGATRON FEDERAL | N/A | 643 | 45 | 602.2767 | 40.7233 | 40723.3333 |  | 42 | 32.15 | 32150 | 610.85 | 2.222% | 13.5744 | 54.2978 | 588.7022
10141103 | PMT | TRANSFORMADOR |  | TRANSFORMADOR MARCA:TRANSFORMAN SE-CHIMUARA | TETE | SE-CHIMUARA | MUTARARA | AGRIZA |  | 719739.828 | 8071256.124 | 200 | 33 | 0.4 | 3 | 2014 | TRANSFORMAN | 60082 | 991 | 45 | 928.2367 | 62.7633 | 62763.3333 |  | 42 | 49.55 | 49550 | 941.45 | 2.222% | 20.9211 | 83.6844 | 907.3156
10141103 | PMT | TRANSFORMADOR | PTS1049 | TRANSFORMADOR MARCA: LICHINGA PTS1049 |  | LICHINGA | LICHINGA | Bairro Aeroporto |  | S13 16.324 | E35 17.319 | 50 | 11KV | 400V | 3 | 2014 |  |  | 381 | 45 | 356.87 | 24.13 | 24130 |  | 42 | 19.05 | 19050 | 361.95 | 2.222% | 8.0433 | 32.1733 | 348.8267
10141103 | PMT | TRANSFORMADOR | PTS1050 | TRANSFORMADOR MARCA: LICHINGA PTS1050 |  | LICHINGA | LICHINGA | Povoado Machomane |  | S13 18.817 | E35 17.320 | 100 | 33KV | 400V | 3 | 2014 |  |  | 763 | 45 | 714.6767 | 48.3233 | 48323.3333 |  | 42 | 38.15 | 38150 | 724.85 | 2.222% | 16.1078 | 64.4311 | 698.5689
10141103 | PMT | TRANSFORMADOR | PTS1051 | TRANSFORMADOR MARCA: LICHINGA PTS1051 |  | LICHINGA | LICHINGA | Povoado Naconda |  | S13 20.733 | E35 17.321 | 50 | 33KV | 400V | 3 | 2014 |  |  | 643 | 45 | 602.2767 | 40.7233 | 40723.3333 |  | 42 | 32.15 | 32150 | 610.85 | 2.222% | 13.5744 | 54.2978 | 588.7022
10141103 | PMT | TRANSFORMADOR | EG PTS4001 | TRANSFORMADOR MARCA: LICHINGA EG PTS4001 |  | LICHINGA | MANDIMBA | MLT |  | S14 21.396 | E35 17.426 | 200 | 33KV | 400V | 3 | 2014 |  |  | 991 | 45 | 928.2367 | 62.7633 | 62763.3333 |  | 42 | 49.55 | 49550 | 941.45 | 2.222% | 20.9211 | 83.6844 | 907.3156
10141103 | PMT | TRANSFORMADOR | EG PTS4002 | TRANSFORMADOR MARCA: LICHINGA EG PTS4002 |  | LICHINGA | MANDIMBA | Em frenta à Loja e Bomba de combustivel |  | S14 21.211 | E35 17.427 | 250 | 33KV | 400V | 3 | 2014 |  |  | 991 | 45 | 928.2367 | 62.7633 | 62763.3333 |  | 42 | 49.55 | 49550 | 941.45 | 2.222% | 20.9211 | 83.6844 | 907.3156
10141103 | PMT | TRANSFORMADOR | EG PTS4003 | TRANSFORMADOR MARCA: LICHINGA EG PTS4003 |  | LICHINGA | MANDIMBA | Hospital |  | S14 21.220 | E35 17.428 | 250 | 33KV | 400V | 3 | 2014 |  |  | 991 | 45 | 928.2367 | 62.7633 | 62763.3333 |  | 42 | 49.55 | 49550 | 941.45 | 2.222% | 20.9211 | 83.6844 | 907.3156
10141103 | PMT | TRANSFORMADOR | EG PTS4004 | TRANSFORMADOR MARCA: LICHINGA EG PTS4004 |  | LICHINGA | MANDIMBA | Barreira |  | S14 22.117 | E35 17.429 | 32 | 33KV | 400V | 3 | 2014 |  |  | 643 | 45 | 602.2767 | 40.7233 | 40723.3333 |  | 42 | 32.15 | 32150 | 610.85 | 2.222% | 13.5744 | 54.2978 | 588.7022
10141103 | PMT | TRANSFORMADOR | EG PTS4005 | TRANSFORMADOR MARCA: LICHINGA EG PTS4005 |  | LICHINGA | MANDIMBA | Chanica |  | S14 20.941 | E35 17.430 | 50 | 33KV | 400V | 3 | 2014 |  |  | 643 | 45 | 602.2767 | 40.7233 | 40723.3333 |  | 42 | 32.15 | 32150 | 610.85 | 2.222% | 13.5744 | 54.2978 | 588.7022
10141103 | PMT | TRANSFORMADOR | EG PTS4006 | TRANSFORMADOR MARCA: LICHINGA EG PTS4006 |  | LICHINGA | MANDIMBA | Bar Romão Proximo a Ponte |  | S14 21.782 | E35 17.431 | 250 | 33KV | 400V | 3 | 2014 |  |  | 991 | 45 | 928.2367 | 62.7633 | 62763.3333 |  | 42 | 49.55 | 49550 | 941.45 | 2.222% | 20.9211 | 83.6844 | 907.3156
10141103 | PMT | TRANSFORMADOR | EG PTS4008 | TRANSFORMADOR MARCA: LICHINGA EG PTS4008 |  | LICHINGA | MANDIMBA | Escola Ngame |  | S14 21.108 | E35 17.432 | 200 | 33KV | 400V | 3 | 2014 |  |  | 991 | 45 | 928.2367 | 62.7633 | 62763.3333 |  | 42 | 49.55 | 49550 | 941.45 | 2.222% | 20.9211 | 83.6844 | 907.3156
10141103 | PMT | TRANSFORMADOR | EG PTS4009 | TRANSFORMADOR MARCA: LICHINGA EG PTS4009 |  | LICHINGA | MANDIMBA | Ntembo - Luelele |  | S14 08.712 | E35 17.433 | 50 | 33KV | 400V | 3 | 2014 |  |  | 643 | 45 | 602.2767 | 40.7233 | 40723.3333 |  | 42 | 32.15 | 32150 | 610.85 | 2.222% | 13.5744 | 54.2978 | 588.7022
10141103 | PMT | TRANSFORMADOR | EG PTS4010 | TRANSFORMADOR MARCA: LICHINGA EG PTS4010 |  | LICHINGA | MANDIMBA | Mazindaula |  | S14 19.815 | E35 17.434 | 160 | 33KV | 400V | 3 | 2014 |  |  | 991 | 45 | 928.2367 | 62.7633 | 62763.3333 |  | 42 | 49.55 | 49550 | 941.45 | 2.222% | 20.9211 | 83.6844 | 907.3156
10141103 | PMT | TRANSFORMADOR | EG PTS13000 | TRANSFORMADOR MARCA: LICHINGA EG PTS13000 |  | LICHINGA | MANDIMBA | Massangulo Bombas de Combústivel |  | S13 54.274 | E35 17.435 | 100 | 33KV | 400V | 3 | 2014 |  |  | 763 | 45 | 714.6767 | 48.3233 | 48323.3333 |  | 42 | 38.15 | 38150 | 724.85 | 2.222% | 16.1078 | 64.4311 | 698.5689
10141103 | PMT | TRANSFORMADOR | EG PTS13001 | TRANSFORMADOR MARCA: LICHINGA EG PTS13001 |  | LICHINGA | MANDIMBA | Mazindaula |  | S14 02.888 | E35 17.436 | 50 | 33KV | 400V | 3 | 2014 |  |  | 643 | 45 | 602.2767 | 40.7233 | 40723.3333 |  | 42 | 32.15 | 32150 | 610.85 | 2.222% | 13.5744 | 54.2978 | 588.7022
10141103 | PMT | TRANSFORMADOR | EG PTS13002 | TRANSFORMADOR MARCA: LICHINGA EG PTS13002 |  | LICHINGA | MANDIMBA | Massangulo Vila |  | S13 54.282 | E35 17.437 | 200 | 33KV | 400V | 3 | 2014 |  |  | 991 | 45 | 928.2367 | 62.7633 | 62763.3333 |  | 42 | 49.55 | 49550 | 941.45 | 2.222% | 20.9211 | 83.6844 | 907.3156
10141103 | PMT | TRANSFORMADOR | EG PTS13003 | TRANSFORMADOR MARCA: LICHINGA EG PTS13003 |  | LICHINGA | MANDIMBA | Massangulo Em frente a EDM USC |  | S13 53.570 | E35 17.438 | 50 | 33KV | 400V | 3 | 2014 |  |  | 643 | 45 | 602.2767 | 40.7233 | 40723.3333 |  | 42 | 32.15 | 32150 | 610.85 | 2.222% | 13.5744 | 54.2978 | 588.7022
10141103 | PMT | TRANSFORMADOR | EG PTS13004 | TRANSFORMADOR MARCA: LICHINGA EG PTS13004 |  | LICHINGA | MANDIMBA | Massangulo Mitamba |  | S13 52.922 | E35 17.439 | 50 | 33KV | 400V | 3 | 2014 |  |  | 643 | 45 | 602.2767 | 40.7233 | 40723.3333 |  | 42 | 32.15 | 32150 | 610.85 | 2.222% | 13.5744 | 54.2978 | 588.7022
10141103 | PMT | TRANSFORMADOR | EG PTS13005 | TRANSFORMADOR MARCA: LICHINGA EG PTS13005 |  | LICHINGA | MANDIMBA | Capeia |  | S13 52.481 | E35 17.440 | 50 | 33KV | 400V | 3 | 2014 |  |  | 643 | 45 | 602.2767 | 40.7233 | 40723.3333 |  | 42 | 32.15 | 32150 | 610.85 | 2.222% | 13.5744 | 54.2978 | 588.7022
10141103 | PMT | TRANSFORMADOR | EG PTS13006 | TRANSFORMADOR MARCA: LICHINGA EG PTS13006 |  | LICHINGA | MANDIMBA | Magica |  | S13 45.438 | E35 17.441 | 100 | 33KV | 400V | 3 | 2014 |  |  | 763 | 45 | 714.6767 | 48.3233 | 48323.3333 |  | 42 | 38.15 | 38150 | 724.85 | 2.222% | 16.1078 | 64.4311 | 698.5689
10141103 | PMT | TRANSFORMADOR | EG PTS13007 | TRANSFORMADOR MARCA: LICHINGA EG PTS13007 |  | LICHINGA | MANDIMBA | Ngauma |  | S13 50.792 | E35 17.442 | 100 | 33KV | 400V | 3 | 2014 |  |  | 763 | 45 | 714.6767 | 48.3233 | 48323.3333 |  | 42 | 38.15 | 38150 | 724.85 | 2.222% | 16.1078 | 64.4311 | 698.5689
10141103 | PMT | TRANSFORMADOR | PTS 24 | TRANSFORMADOR MARCA: CUAMBA PTS 24 |  | CUAMBA | CUAMBA | MUCUAPA BAIRRO MEDIA |  | 14º 48' 6.289" S | -36º -35' -39.014" W | 32 | 33KV | 400V | 3 | 2014 |  |  | 643 | 45 | 602.2767 | 40.7233 | 40723.3333 |  | 42 | 32.15 | 32150 | 610.85 | 2.222% | 13.5744 | 54.2978 | 588.7022
10141103 | PMT | TRANSFORMADOR | PTS 46 | TRANSFORMADOR MARCA: CUAMBA PTS 46 |  | CUAMBA | CUAMBA | JOAO (PROXIMO CIMITERIO) |  | 14º 49' 10.438" S | -36º -30' -37.457" W | 50 | 33KV | 400V | 3 | 2014 |  |  | 643 | 45 | 602.2767 | 40.7233 | 40723.3333 |  | 42 | 32.15 | 32150 | 610.85 | 2.222% | 13.5744 | 54.2978 | 588.7022
10141103 | PMT | TRANSFORMADOR | PTS 65 | TRANSFORMADOR MARCA: CUAMBA PTS 65 |  | CUAMBA | CUAMBA | CHILICO MATA FOME |  | 14º 45' 47.405" S | -36º -35' -1.038" W | 50 | 33KV | 400V | 3 | 2014 |  |  | 643 | 45 | 602.2767 | 40.7233 | 40723.3333 |  | 42 | 32.15 | 32150 | 610.85 | 2.222% | 13.5744 | 54.2978 | 588.7022
10141103 | PMT | TRANSFORMADOR | PTS 67 | TRANSFORMADOR MARCA: CUAMBA PTS 67 |  | CUAMBA | CUAMBA | MITUCUE IGREJA |  | 14º 43' 50.514" S | -36º -37' -50.76" W | 100 | 33KV | 400V | 3 | 2014 |  |  | 763 | 45 | 714.6767 | 48.3233 | 48323.3333 |  | 42 | 38.15 | 38150 | 724.85 | 2.222% | 16.1078 | 64.4311 | 698.5689
10141103 | PMT | TRANSFORMADOR | PTS 74 | TRANSFORMADOR MARCA: CUAMBA PTS 74 |  | CUAMBA | CUAMBA | LURIO BAIRRO |  | 14º 47' 26.338" S | -36º -51' -13.606" W | 50 | 33KV | 400V | 3 | 2014 |  |  | 643 | 45 | 602.2767 | 40.7233 | 40723.3333 |  | 42 | 32.15 | 32150 | 610.85 | 2.222% | 13.5744 | 54.2978 | 588.7022
10141103 | PMT | TRANSFORMADOR | 69 | TRANSFORMADOR MARCA: NACALA 69 |  | NACALA | Nacala-Porto | Ampalue |  | 14°43.312 | 40°40.491 | 32 | 33KV | 400V | 3 | 2014 |  |  | 643 | 45 | 602.2767 | 40.7233 | 40723.3333 |  | 42 | 32.15 | 32150 | 610.85 | 2.222% | 13.5744 | 54.2978 | 588.7022
10141103 | PMT | TRANSFORMADOR | 70 | TRANSFORMADOR MARCA: NACALA 70 |  | NACALA | Nacala-Porto | Hospital da Ceta |  | 14°32.460 | 40°42.300 | 200 | 33KV | 400V | 3 | 2014 |  |  | 991 | 45 | 928.2367 | 62.7633 | 62763.3333 |  | 42 | 49.55 | 49550 | 941.45 | 2.222% | 20.9211 | 83.6844 | 907.3156
10141103 | PMT | TRANSFORMADOR | 71 | TRANSFORMADOR MARCA: NACALA 71 |  | NACALA | Nacala-Porto | Aeroporto |  | 14°29.617 | 40°41.578 | 100 | 33KV | 400V | 3 | 2014 |  |  | 763 | 45 | 714.6767 | 48.3233 | 48323.3333 |  | 42 | 38.15 | 38150 | 724.85 | 2.222% | 16.1078 | 64.4311 | 698.5689
10141103 | PMT | TRANSFORMADOR | 72 | TRANSFORMADOR MARCA: NACALA 72 |  | NACALA | Nacala-Porto | Namissica |  | 14°43.618 | 40°41.419 | 32 | 33KV | 400V | 3 | 2014 |  |  | 643 | 45 | 602.2767 | 40.7233 | 40723.3333 |  | 42 | 32.15 | 32150 | 610.85 | 2.222% | 13.5744 | 54.2978 | 588.7022
10141103 | PMT | TRANSFORMADOR | 73 | TRANSFORMADOR MARCA: NACALA 73 |  | NACALA | Nacala-Porto | Na curva p/ Picolé |  | 14°32.514 | 40°40.502 | 315 | 33KV | 400V | 3 | 2014 |  |  | 1039 | 45 | 973.1967 | 65.8033 | 65803.3333 |  | 42 | 51.95 | 51950 | 987.05 | 2.222% | 21.9344 | 87.7378 | 951.2622
10141103 | PMT | TRANSFORMADOR | PT67 | TRANSFORMADOR MARCA:MEGATRON PT67 PT67 | 786 - Estrada Nacional nº6 - Vaz | PT67 | BEIRA | SOFALA |  | S 19°47'54.60" | E 034°51'59.83" | 500 | 22 | 0.4 | 3 | 2014 | MEGATRON | MF500122-005 | 1016 | 45 | 951.6533 | 64.3467 | 64346.6667 |  | 42 | 50.8 | 50800 | 965.2 | 2.222% | 21.4489 | 85.7956 | 930.2044
10141103 | PMT | TRANSFORMADOR | PT201 | TRANSFORMADOR MARCA:TM PT201 PT201 | Bairro de Inhamudima/Chipangara | PT201 | BEIRA | SOFALA |  | S 19°50'34,26" | E 034°51'00,01" | 200 | 22 | 0.4 | 3 | 2014 | TM | 961754 | 572 | 45 | 535.7733 | 36.2267 | 36226.6667 |  | 42 | 28.6 | 28600 | 543.4 | 2.222% | 12.0756 | 48.3022 | 523.6978
10141103 | PMT | TRANSFORMADOR | PT227A | TRANSFORMADOR MARCA:TM PT227A PT227A | Inhamudima | PT227A | BEIRA | SOFALA |  | 695197.7 | 7804930 | 200 | 22 | 0.4 | 3 | 2014 | TM | 961754 | 572 | 45 | 535.7733 | 36.2267 | 36226.6667 |  | 42 | 28.6 | 28600 | 543.4 | 2.222% | 12.0756 | 48.3022 | 523.6978
10141103 | PMT | TRANSFORMADOR | PT245 | TRANSFORMADOR MARCA:T.M. PT245 PT245 | Centro de Inspenção - Cerâmica | PT245 | BEIRA | SOFALA |  | 695920.4 | 7809346.5 | 160 | 22 | 0.4 | 3 | 2014 | T.M. | 961748 | 572 | 45 | 535.7733 | 36.2267 | 36226.6667 |  | 42 | 28.6 | 28600 | 543.4 | 2.222% | 12.0756 | 48.3022 | 523.6978
10141103 | PMT | TRANSFORMADOR | PT291 | TRANSFORMADOR MARCA:TM PT291 PT291 | Bairro do Vaz Auto Estrada | PT291 | BEIRA | SOFALA |  | S 19°47'06.90" | E 034°52'35.12" | 160 | 22 | 0.4 | 3 | 2014 | TM | 961750 | 572 | 45 | 535.7733 | 36.2267 | 36226.6667 |  | 42 | 28.6 | 28600 | 543.4 | 2.222% | 12.0756 | 48.3022 | 523.6978
10141103 | PMT | TRANSFORMADOR | PT303 | TRANSFORMADOR MARCA:SABS PT303 PT303 | Chamba por detrás de TCT | PT303 | BEIRA | SOFALA |  | 692719.1 | 7815666 | 160 | 22 | 0.4 | 3 | 2014 | SABS | 1140901 | 572 | 45 | 535.7733 | 36.2267 | 36226.6667 |  | 42 | 28.6 | 28600 | 543.4 | 2.222% | 12.0756 | 48.3022 | 523.6978
10141103 | PMT | TRANSFORMADOR | PT304 | TRANSFORMADOR MARCA:TRANSFORMCO PT304 PT304 | Macurungo - Próximo à Escola | PT304 | BEIRA | SOFALA |  | S 19°50'12,84" | E 034°52'45,10" | 100 | 22 | 0.4 | 3 | 2014 | TRANSFORMCO | 1140705 | 445 | 45 | 416.8167 | 28.1833 | 28183.3333 |  | 42 | 22.25 | 22250 | 422.75 | 2.222% | 9.3944 | 37.5778 | 407.4222
10141103 | PMT | TRANSFORMADOR | PT305 | TRANSFORMADOR MARCA:TM PT305 PT305 | Macurungo (Oeste - Saneamento) | PT305 | BEIRA | SOFALA |  | 696303.1 | 7805110 | 160 | 22 | 0.4 | 3 | 2014 | TM | 961745 | 572 | 45 | 535.7733 | 36.2267 | 36226.6667 |  | 42 | 28.6 | 28600 | 543.4 | 2.222% | 12.0756 | 48.3022 | 523.6978
10141103 | PMT | TRANSFORMADOR | PT306 | TRANSFORMADOR MARCA:TM PT306 PT306 | Munhava - Na subida da FL3, Avenida Samora Machel | PT306 | BEIRA | SOFALA |  | S 19°48'44.96" | E 034°51'23.88" | 315 | 22 | 0.4 | 3 | 2014 | TM | 92078 | 953 | 45 | 892.6433 | 60.3567 | 60356.6667 |  | 42 | 47.65 | 47650 | 905.35 | 2.222% | 20.1189 | 80.4756 | 872.5244
10141103 | PMT | TRANSFORMADOR | PT308 | TRANSFORMADOR MARCA:TM PT308 PT308 | Bairro Inhamízua IMAP | PT308 | BEIRA | SOFALA |  | S 19°43'31.73" | E 034°48'26.35" | 160 | 22 | 0.4 | 3 | 2014 | TM | 961748 | 572 | 45 | 535.7733 | 36.2267 | 36226.6667 |  | 42 | 28.6 | 28600 | 543.4 | 2.222% | 12.0756 | 48.3022 | 523.6978
10141103 | PMT | TRANSFORMADOR | PT314 | TRANSFORMADOR MARCA:TM PT314 PT314 | Bairro da Manga Mascarenha (próx. Da Ponte) | PT314 | BEIRA | SOFALA |  | 696613.3 | 7811146.6 | 160 | 22 | 0.4 | 3 | 2014 | TM | 1131215 | 572 | 45 | 535.7733 | 36.2267 | 36226.6667 |  | 42 | 28.6 | 28600 | 543.4 | 2.222% | 12.0756 | 48.3022 | 523.6978
10141103 | PMT | TRANSFORMADOR | PT317 | TRANSFORMADOR MARCA:TM PT317 PT317 | Bairro Matacuane-Muchatazina | PT317 | BEIRA | SOFALA |  | S 19°49'56,07" | E 034°52'26,60" | 200 | 22 | 0.4 | 3 | 2014 | TM | 961759 | 572 | 45 | 535.7733 | 36.2267 | 36226.6667 |  | 42 | 28.6 | 28600 | 543.4 | 2.222% | 12.0756 | 48.3022 | 523.6978
10141103 | PMT | TRANSFORMADOR | PT319 | TRANSFORMADOR MARCA:TM PT319 PT319 | Bairro de Matacuane Unidade Comunal A Q.1 | PT319 | BEIRA | SOFALA |  | S 19°49'36.89" | E 034°51'51.41" | 200 | 22 | 0.4 | 3 | 2014 | TM | 961761 | 572 | 45 | 535.7733 | 36.2267 | 36226.6667 |  | 42 | 28.6 | 28600 | 543.4 | 2.222% | 12.0756 | 48.3022 | 523.6978
10141103 | PMT | TRANSFORMADOR | PT325 | TRANSFORMADOR MARCA:TM PT325 PT325 | Bairro Macurungo por detrás do Hospital | PT325 | BEIRA | SOFALA |  | 697403 | 7805804.8 | 160 | 22 | 0.4 | 3 | 2014 | TM | 961699 | 572 | 45 | 535.7733 | 36.2267 | 36226.6667 |  | 42 | 28.6 | 28600 | 543.4 | 2.222% | 12.0756 | 48.3022 | 523.6978
10141103 | PMT | TRANSFORMADOR | PT331 | TRANSFORMADOR MARCA:TRANSFORMCO PT331 PT331 | Bairro da Manga Mascarenha (Escritório da ANE) | PT331 | BEIRA | SOFALA |  | S 19°47'06.90" | E 034°52'35.12" | 100 | 22 | 0.4 | 3 | 2014 | TRANSFORMCO | 1331215 | 445 | 45 | 416.8167 | 28.1833 | 28183.3333 |  | 42 | 22.25 | 22250 | 422.75 | 2.222% | 9.3944 | 37.5778 | 407.4222
10141103 | PMT | TRANSFORMADOR | PT335 | TRANSFORMADOR MARCA:TRANSFORMCO PT335 PT335 | Bairro Mungassa | PT335 | BEIRA | SOFALA |  | S 19°44'25,69" | E 034°51'36,43" | 100 | 22 | 0.4 | 3 | 2014 | TRANSFORMCO | 1131220 | 445 | 45 | 416.8167 | 28.1833 | 28183.3333 |  | 42 | 22.25 | 22250 | 422.75 | 2.222% | 9.3944 | 37.5778 | 407.4222
10141103 | PMT | TRANSFORMADOR | PT18 | TRANSFORMADOR MARCA:TM PT18 PT18 | 10º Bairro Vila de Nhamatanda | PT18 | NHAMATANDA |  |  |  |  | 200 | 22 | 0.4 | 3 | 2014 | TM | 961759 | 572 | 45 | 535.7733 | 36.2267 | 36226.6667 |  | 42 | 28.6 | 28600 | 543.4 | 2.222% | 12.0756 | 48.3022 | 523.6978
10141103 | PMT | TRANSFORMADOR | AGCTC/PT8 | TRANSFORMADOR MARCA:TRANSFPRMADOR DE MOZAMBIQUE AGCTC/PT8 AGCTC/PT8 | BAIRRO NHAMPASSA | AGCTC/PT8 | MANICA | MANICA | Em frente co Comando | S18 01 59,9 | E033 10 55,8 | 100 | 22 | 0.4 | 3 | 2014 | TRANSFPRMADOR DE MOZAMBIQUE | 920886 | 445 | 45 | 416.8167 | 28.1833 | 28183.3333 |  | 42 | 22.25 | 22250 | 422.75 | 2.222% | 9.3944 | 37.5778 | 407.4222
10141103 | PMT | TRANSFORMADOR | AGCHI/PT20 | TRANSFORMADOR MARCA:TRANFORMADORES DE MOCAMBIQUE SA AGCHI/PT20 AGCHI/PT20 | EPC BLOCO NOVE | AGCHI/PT20 | CHIMOIO | MANICA | EPC BLOCO NOVE | S19 06 00,80 | E 033 28 18,69 | 316 | 22 | 0.4 | 3 | 2014 | TRANFORMADORES DE MOCAMBIQUE SA | 900970 | 953 | 45 | 892.6433 | 60.3567 | 60356.6667 |  | 42 | 47.65 | 47650 | 905.35 | 2.222% | 20.1189 | 80.4756 | 872.5244
10141103 | PMT | TRANSFORMADOR | AGCHI/PT23 | TRANSFORMADOR MARCA:TRANFORMADORES DE MOCAMBIQUE SA AGCHI/PT23 AGCHI/PT23 | BAR MIRA FLOR | AGCHI/PT23 | CHIMOIO | MANICA | Bairro Chinfura | S19 06 14 ,3 | E33 28 41,4 | 315 | 22 | 0.4 | 3 | 2014 | TRANFORMADORES DE MOCAMBIQUE SA | 92063 | 953 | 45 | 892.6433 | 60.3567 | 60356.6667 |  | 42 | 47.65 | 47650 | 905.35 | 2.222% | 20.1189 | 80.4756 | 872.5244
10141103 | PMT | TRANSFORMADOR | AGCHI/PT34 | TRANSFORMADOR MARCA:TRANSFORMADOR MOZABIQUE SA AGCHI/PT34 AGCHI/PT34 | 7 DE SETEMBRO | AGCHI/PT34 | CHIMOIO | MANICA | Bairro 7 de Setembro | 19 06 24,3 | E033 29 00,3 | 200 | 22 | 0.4 | 3 | 2014 | TRANSFORMADOR MOZABIQUE SA | 961703 | 572 | 45 | 535.7733 | 36.2267 | 36226.6667 |  | 42 | 28.6 | 28600 | 543.4 | 2.222% | 12.0756 | 48.3022 | 523.6978
10141103 | PMT | TRANSFORMADOR | AGCHI/PT43 | TRANSFORMADOR MARCA:TRANFORMADORES DE MOCAMBIQUE SA AGCHI/PT43 AGCHI/PT43 | SERRACAO DE MADEIRA MAKODAMO | AGCHI/PT43 | CHIMOIO | MANICA | BAIRRO NO 5 | S19 07 48.3 | E33 27 58.2 | 160 | 22 | 0.4 | 3 | 2014 | TRANFORMADORES DE MOCAMBIQUE SA | 961746 | 572 | 45 | 535.7733 | 36.2267 | 36226.6667 |  | 42 | 28.6 | 28600 | 543.4 | 2.222% | 12.0756 | 48.3022 | 523.6978
10141103 | PMT | TRANSFORMADOR | AGCHI/PT55 | TRANSFORMADOR MARCA:TRANSFORMADOR MOZABIQUE SA AGCHI/PT55 AGCHI/PT55 | MACATE | AGCHI/PT55 | CHIMOIO | MANICA | MACATE | S19 24 55,0 | E033 30 52,4 | 200 | 22 | 0.4 | 3 | 2014 | TRANSFORMADOR MOZABIQUE SA | 931783 | 572 | 45 | 535.7733 | 36.2267 | 36226.6667 |  | 42 | 28.6 | 28600 | 543.4 | 2.222% | 12.0756 | 48.3022 | 523.6978
10141103 | PMT | TRANSFORMADOR | AGCHI/PT73 | TRANSFORMADOR MARCA:TRANFORMADORES DE MOCAMBIQUE SA AGCHI/PT73 AGCHI/PT73 | MOAGEM CHRISTINA | AGCHI/PT73 | CHIMOIO | MANICA | BAIRRO N0 5 | S19 07 33.9 | E33 28 04.9 | 160 | 22 | 0.4 | 3 | 2014 | TRANFORMADORES DE MOCAMBIQUE SA | 961695 | 572 | 45 | 535.7733 | 36.2267 | 36226.6667 |  | 42 | 28.6 | 28600 | 543.4 | 2.222% | 12.0756 | 48.3022 | 523.6978
10141103 | PMT | TRANSFORMADOR | AGCHI/PT77 | TRANSFORMADOR MARCA:TRANFORMADORES DE MOCAMBIQUE SA AGCHI/PT77 AGCHI/PT77 | MOAGEM TOMASIA | AGCHI/PT77 | CHIMOIO | MANICA | NHAMADJESSA (TOMASAI) | S19 07 19.9 | E33 26 30.6 | 160 | 22 | 0.4 | 3 | 2014 | TRANFORMADORES DE MOCAMBIQUE SA | 961692 | 572 | 45 | 535.7733 | 36.2267 | 36226.6667 |  | 42 | 28.6 | 28600 | 543.4 | 2.222% | 12.0756 | 48.3022 | 523.6978
10141103 | PMT | TRANSFORMADOR | AGCHI/PT78 | TRANSFORMADOR MARCA:TRANFORMADORES DE MOCAMBIQUE SA AGCHI/PT78 AGCHI/PT78 | SENSO | AGCHI/PT78 | CHIMOIO | MANICA | CENTRO HIPICO (ANE) | S19 07 01.0 | E33 27 20.6 | 200 | 6.6 | 0.4 | 3 | 2014 | TRANFORMADORES DE MOCAMBIQUE SA | 961707 | 572 | 45 | 535.7733 | 36.2267 | 36226.6667 |  | 42 | 28.6 | 28600 | 543.4 | 2.222% | 12.0756 | 48.3022 | 523.6978
10141103 | PMT | TRANSFORMADOR | AGCHI/PT81 | TRANSFORMADOR MARCA:TRANSFORMADOR MOZABIQUE SA AGCHI/PT81 AGCHI/PT81 | IAC | AGCHI/PT81 | CHIMOIO | MANICA |  | S19 04 23,90 | E033 21 48,88 | 200 | 22 | 0.4 | 3 | 2014 | TRANSFORMADOR MOZABIQUE SA | 961755 | 572 | 45 | 535.7733 | 36.2267 | 36226.6667 |  | 42 | 28.6 | 28600 | 543.4 | 2.222% | 12.0756 | 48.3022 | 523.6978
10141103 | PMT | TRANSFORMADOR | AGCHI/PT83 | TRANSFORMADOR MARCA:TRANFORMADORES DE MOCAMBIQUE SA AGCHI/PT83 AGCHI/PT83 | 3 E ESQUADRA | AGCHI/PT83 | CHIMOIO | MANICA | NHAMATSANE | S19 05 53,56 | E 033 28 12,98 | 160 | 22 | 0.4 | 3 | 2014 | TRANFORMADORES DE MOCAMBIQUE SA | 961742 | 572 | 45 | 535.7733 | 36.2267 | 36226.6667 |  | 42 | 28.6 | 28600 | 543.4 | 2.222% | 12.0756 | 48.3022 | 523.6978
10141103 | PMT | TRANSFORMADOR | AGCHI/PT94 | TRANSFORMADOR MARCA:TRANFORMADORES DE MOCAMBIQUE SA AGCHI/PT94 AGCHI/PT94 | OFICINA TAURAI | AGCHI/PT94 | CHIMOIO | MANICA | BAIRRO 16 DE JUNHO | S 19 05 49,36 | E 033 29 30,68 | 200 | 22 | 0.4 | 3 | 2014 | TRANFORMADORES DE MOCAMBIQUE SA | 961702 | 572 | 45 | 535.7733 | 36.2267 | 36226.6667 |  | 42 | 28.6 | 28600 | 543.4 | 2.222% | 12.0756 | 48.3022 | 523.6978
10141103 | PMT | TRANSFORMADOR | AGCHI/PT96 | TRANSFORMADOR MARCA:TRANSFORMADOR MOZABIQUE SA AGCHI/PT96 AGCHI/PT96 | TERMINAL DE CHAPA PONTO DE ARRANQUE | AGCHI/PT96 | CHIMOIO | MANICA | Bairro 16 de Junho | S19 05 26,91 | E033 29 46,05 | 160 | 22 | 0.4 | 3 | 2014 | TRANSFORMADOR MOZABIQUE SA | 920781 | 572 | 45 | 535.7733 | 36.2267 | 36226.6667 |  | 42 | 28.6 | 28600 | 543.4 | 2.222% | 12.0756 | 48.3022 | 523.6978
10141103 | PMT | TRANSFORMADOR | AGCHI/PT97 | TRANSFORMADOR MARCA:TRANSFORMADOR MOZABIQUE SA AGCHI/PT97 AGCHI/PT97 | MERCARDO ZAGARDO | AGCHI/PT97 | CHIMOIO | MANICA | Bairro 16 de Junho | S19 06 05,8 | E033 29 34,1 | 160 | 22 | 0.4 | 3 | 2014 | TRANSFORMADOR MOZABIQUE SA | 960781 | 572 | 45 | 535.7733 | 36.2267 | 36226.6667 |  | 42 | 28.6 | 28600 | 543.4 | 2.222% | 12.0756 | 48.3022 | 523.6978
10141103 | PMT | TRANSFORMADOR | AGCHI/PT108 | TRANSFORMADOR MARCA:TRANFORMADORES DE MOCAMBIQUE SA AGCHI/PT108 AGCHI/PT108 | ECMEP | AGCHI/PT108 | CHIMOIO | MANICA | CENTRO HIPICO | S19 06 41.3 | E33 27 26.8 | 160 | 22 | 0.4 | 3 | 2014 | TRANFORMADORES DE MOCAMBIQUE SA | 961691 | 572 | 45 | 535.7733 | 36.2267 | 36226.6667 |  | 42 | 28.6 | 28600 | 543.4 | 2.222% | 12.0756 | 48.3022 | 523.6978
10141103 | PMT | TRANSFORMADOR | AGCHI/PT117 | TRANSFORMADOR MARCA:TRANSFORMADOR MOZABIQUE SA AGCHI/PT117 AGCHI/PT117 | ZONA DAS PEDRAS | AGCHI/PT117 | CHIMOIO | MANICA | Bairro Tambara 2 | S19 05 13,55 | E033 28 35,92 | 200 | 22 | 0.4 | 3 | 2014 | TRANSFORMADOR MOZABIQUE SA | 923117 | 572 | 45 | 535.7733 | 36.2267 | 36226.6667 |  | 42 | 28.6 | 28600 | 543.4 | 2.222% | 12.0756 | 48.3022 | 523.6978
10141103 | PMT | TRANSFORMADOR | AGCHI/PT129 | TRANSFORMADOR MARCA:TRANFORMADORES DE MOCAMBIQUE SA AGCHI/PT129 AGCHI/PT129 | NO TRIANGULO | AGCHI/PT129 | CHIMOIO | MANICA | NO 4 | S19 07 29.9 | E33 28 36.5 | 315 | 22 | 0.4 | 3 | 2014 | TRANFORMADORES DE MOCAMBIQUE SA | 961706 | 953 | 45 | 892.6433 | 60.3567 | 60356.6667 |  | 42 | 47.65 | 47650 | 905.35 | 2.222% | 20.1189 | 80.4756 | 872.5244
10141103 | PMT | TRANSFORMADOR | AGCHI/PT131 | TRANSFORMADOR MARCA:TRANFORMADORES DE MOCAMBIQUE SA AGCHI/PT131 AGCHI/PT131 | DEPOIS DO CHIFICA | AGCHI/PT131 | CHIMOIO | MANICA | BAIRRO VILLA NOVA | S 19 05 36,92 | E 033 28 28,00 | 200 | 22 | 0.4 | 3 | 2014 | TRANFORMADORES DE MOCAMBIQUE SA | 961706 | 572 | 45 | 535.7733 | 36.2267 | 36226.6667 |  | 42 | 28.6 | 28600 | 543.4 | 2.222% | 12.0756 | 48.3022 | 523.6978
10141103 | PMT | TRANSFORMADOR | AGCHI/PT134 | TRANSFORMADOR MARCA:TRANSFORMADOR MOZABIQUE SA AGCHI/PT134 AGCHI/PT134 | SERGIO YE | AGCHI/PT134 | CHIMOIO | MANICA | Bairro Centro Hípico | S19 07 37,89 | E033 27 04,47 | 160 | 22 | 0.4 | 3 | 2014 | TRANSFORMADOR MOZABIQUE SA | 961751 | 572 | 45 | 535.7733 | 36.2267 | 36226.6667 |  | 42 | 28.6 | 28600 | 543.4 | 2.222% | 12.0756 | 48.3022 | 523.6978
10141103 | PMT | TRANSFORMADOR | AGCHI/PT135 | TRANSFORMADOR MARCA:TRANSFORMADE DE MOCAMBIQUE SA AGCHI/PT135 AGCHI/PT135 | ZONA DE COLEGA LEITE REFORMADO | AGCHI/PT135 | CHIMOIO | MANICA | Bairro 7 de Setembro | S19 06 31,67 | E033 28 57,45 | 200 | 22 | 0.4 | 3 | 2014 | TRANSFORMADE DE MOCAMBIQUE SA | 923119 | 572 | 45 | 535.7733 | 36.2267 | 36226.6667 |  | 42 | 28.6 | 28600 | 543.4 | 2.222% | 12.0756 | 48.3022 | 523.6978
10141103 | PMT | TRANSFORMADOR | AGCHI/PT136 | TRANSFORMADOR MARCA:TRANSFORMADE DE MOCAMBIQUE SA AGCHI/PT136 AGCHI/PT136 | ESCOLINHA MALIKA | AGCHI/PT136 | CHIMOIO | MANICA | Bairro Tambara 2 | S 19 05 06 32 | E 033 29 05,34 | 200 | 22 | 0.4 | 3 | 2014 | TRANSFORMADE DE MOCAMBIQUE SA | 961742 | 572 | 45 | 535.7733 | 36.2267 | 36226.6667 |  | 42 | 28.6 | 28600 | 543.4 | 2.222% | 12.0756 | 48.3022 | 523.6978
10141103 | PMT | TRANSFORMADOR | AGCHI/PT140 | TRANSFORMADOR MARCA:TRANSFORMADOR MOZABIQUE SA AGCHI/PT140 AGCHI/PT140 | ZONA DA SEBESTACAO CHIMOIO - 2 | AGCHI/PT140 | CHIMOIO | MANICA | Bairro Francisco Manhanga | S19 08 39,28 | E033 29 31,32 | 200 | 22 | 0.4 | 3 | 2014 | TRANSFORMADOR MOZABIQUE SA | 961760 | 572 | 45 | 535.7733 | 36.2267 | 36226.6667 |  | 42 | 28.6 | 28600 | 543.4 | 2.222% | 12.0756 | 48.3022 | 523.6978
10141103 | PMT | TRANSFORMADOR | AGGDL/PT13 | TRANSFORMADOR MARCA:TRANSFORMADOR DE MOZAMBIQUES AGGDL/PT13 AGGDL/PT13 | Bairro Maforga | AGGDL/PT13 | GONDOLA | MANICA | POVOACAO CPMZ | S19 07 07,8 | E033 42 35,8 | 100 | 22 | 0.4 | 3 | 2014 | TRANSFORMADOR DE MOZAMBIQUES | TB090414 | 445 | 45 | 416.8167 | 28.1833 | 28183.3333 |  | 42 | 22.25 | 22250 | 422.75 | 2.222% | 9.3944 | 37.5778 | 407.4222
10141103 | PMT | TRANSFORMADOR | AGGDL/PT25 | TRANSFORMADOR MARCA:TRANSFORMADOR DE MOZAMBIQUES AGGDL/PT25 AGGDL/PT25 | Bairro Bela Vista | AGGDL/PT25 | GONDOLA | MANICA | ESG MACOMBE | S19 05 23,5 | E033 38 43,1 | 200 | 22 | 0.4 | 3 | 2014 | TRANSFORMADOR DE MOZAMBIQUES | 961701 | 572 | 45 | 535.7733 | 36.2267 | 36226.6667 |  | 42 | 28.6 | 28600 | 543.4 | 2.222% | 12.0756 | 48.3022 | 523.6978
10141103 | PMT | TRANSFORMADOR | USGUR/PT5 | TRANSFORMADOR MARCA:TRANSFORMADOR DE MOZAMBIQUES USGUR/PT5 USGUR/PT5 | Bairro Nhassacara | USGUR/PT5 | GURO | MANICA | PROXIMO A PONTE | S17 36 08,1 | E033 15 16,5 | 160 | 33 | 0.4 | 3 | 2014 | TRANSFORMADOR DE MOZAMBIQUES | 961764 | 991 | 45 | 928.2367 | 62.7633 | 62763.3333 |  | 42 | 49.55 | 49550 | 941.45 | 2.222% | 20.9211 | 83.6844 | 907.3156
10141103 | PMT | TRANSFORMADOR | AGCHI/PT55 | TRANSFORMADOR MARCA:TRANSFORMADOR DE MOZAMBIQUES AGCHI/PT55 AGCHI/PT55 | Bairro Sede | AGCHI/PT55 | MACATE | MANICA | SEDE MACATE | S19 24 55,0 | E033 30 52,4 | 200 | 22 | 0.4 | 3 | 2014 | TRANSFORMADOR DE MOZAMBIQUES | 931783 | 572 | 45 | 535.7733 | 36.2267 | 36226.6667 |  | 42 | 28.6 | 28600 | 543.4 | 2.222% | 12.0756 | 48.3022 | 523.6978
10141103 | PMT | TRANSFORMADOR | USMCZ/PT1 | TRANSFORMADOR MARCA:TRANSFORMADOR DE MOZAMBIQUES USMCZ/PT1 USMCZ/PT1 | Bairro Sede | USMCZ/PT1 | MACHAZE | MANICA | CASA DO ADMINISTRADOR | S20 49 33.6 | E33 22 12.0 | 200 | 33 | 0.4 | 3 | 2014 | TRANSFORMADOR DE MOZAMBIQUES | 923139 | 991 | 45 | 928.2367 | 62.7633 | 62763.3333 |  | 42 | 49.55 | 49550 | 941.45 | 2.222% | 20.9211 | 83.6844 | 907.3156
10141103 | PMT | TRANSFORMADOR | USMCZ/PT7 | TRANSFORMADOR MARCA:TRANSFORMADOR DE MOZAMBIQUES USMCZ/PT7 USMCZ/PT7 | Bairro Hode | USMCZ/PT7 | MACHAZE | MANICA | ESCOLA CHICUPSI | S20 32 20.7 | E33 36 21.5 | 50 | 33 | 0.4 | 3 | 2014 | TRANSFORMADOR DE MOZAMBIQUES | 920953 | 643 | 45 | 602.2767 | 40.7233 | 40723.3333 |  | 42 | 32.15 | 32150 | 610.85 | 2.222% | 13.5744 | 54.2978 | 588.7022
10141103 | PMT | TRANSFORMADOR | USMCS/PT1 | TRANSFORMADOR MARCA:EFACEC USMCS/PT1 USMCS/PT1 | Bairro 7 de Abril | USMCS/PT1 | MACOSSA | MANICA | 7 DE ABRIL | S17 54 03,9 | E033 56 10,0 | 160 | 33 | 0.4 | 3 | 2014 | EFACEC | K009799,04 | 991 | 45 | 928.2367 | 62.7633 | 62763.3333 |  | 42 | 49.55 | 49550 | 941.45 | 2.222% | 20.9211 | 83.6844 | 907.3156
10141103 | PMT | TRANSFORMADOR | USMCS/PT2 | TRANSFORMADOR MARCA:EFACEC USMCS/PT2 USMCS/PT2 | Bairro 4 de outubro | USMCS/PT2 | MACOSSA | MANICA | 4 DE OUTUBRO | S17 53 45,4 | E033 56 20,0 | 100 | 33 | 0.4 | 3 | 2014 | EFACEC | K0097120,04 | 763 | 45 | 714.6767 | 48.3233 | 48323.3333 |  | 42 | 38.15 | 38150 | 724.85 | 2.222% | 16.1078 | 64.4311 | 698.5689
10141103 | PMT | TRANSFORMADOR | USMCS/PT3 | TRANSFORMADOR MARCA:EFACEC USMCS/PT3 USMCS/PT3 | Bairro 4 de outubro | USMCS/PT3 | MACOSSA | MANICA | 4 DE OUTUBRO | S17 53 26,8 | E033 55 42,5 | 50 | 33 | 0.4 | 3 | 2014 | EFACEC | K008955,05 | 643 | 45 | 602.2767 | 40.7233 | 40723.3333 |  | 42 | 32.15 | 32150 | 610.85 | 2.222% | 13.5744 | 54.2978 | 588.7022
10141103 | PMT | TRANSFORMADOR | USMCS/PT4 | TRANSFORMADOR MARCA:EFACEC USMCS/PT4 USMCS/PT4 | Bairro Mapamgapanga | USMCS/PT4 | MACOSSA | MANICA | LOCALIDADE DE MAPAMGAPANGA | S17 42 07,3 | E033 32 04,8 | 50 | 33 | 0.4 | 3 | 2014 | EFACEC | K009442,07 | 643 | 45 | 602.2767 | 40.7233 | 40723.3333 |  | 42 | 32.15 | 32150 | 610.85 | 2.222% | 13.5744 | 54.2978 | 588.7022
10141103 | PMT | TRANSFORMADOR | USMCS/PT5 | TRANSFORMADOR MARCA:EFACEC USMCS/PT5 USMCS/PT5 | Bairro Dunda | USMCS/PT5 | MACOSSA | MANICA | LOCALIDADE DE DUNDA | S17 43 43,1 | E033 24 51,2 | 100 | 33 | 0.4 | 3 | 2014 | EFACEC | K009798,06 | 763 | 45 | 714.6767 | 48.3233 | 48323.3333 |  | 42 | 38.15 | 38150 | 724.85 | 2.222% | 16.1078 | 64.4311 | 698.5689
10141103 | PMT | TRANSFORMADOR | USMCP/PT5 | TRANSFORMADOR MARCA:EFACEC USMCP/PT5 USMCP/PT5 | Bairro Chicueia | USMCP/PT5 | MANICA | MANICA | NAS IRMAS CATOLICA | S18 58 05,9 | E032 45 38,5 | 50 | 33 | 0.4 | 3 | 2014 | EFACEC | K009442,04 | 643 | 45 | 602.2767 | 40.7233 | 40723.3333 |  | 42 | 32.15 | 32150 | 610.85 | 2.222% | 13.5744 | 54.2978 | 588.7022
10141103 | PMT | TRANSFORMADOR | AGMNC/PT16 | TRANSFORMADOR MARCA:TRANSFORMADOR DE MOZAMBIQUES AGMNC/PT16 AGMNC/PT16 | Bairro Macoreia | AGMNC/PT16 | MANICA | MANICA | PROXIMO DA ESCOLA DE MACORREIA/RIACHO | S18 56 58,6 | E032 52 33,7 | 200 | 33 | 0.4 | 3 | 2014 | TRANSFORMADOR DE MOZAMBIQUES | 923139 | 991 | 45 | 928.2367 | 62.7633 | 62763.3333 |  | 42 | 49.55 | 49550 | 941.45 | 2.222% | 20.9211 | 83.6844 | 907.3156
10141103 | PMT | TRANSFORMADOR | USSDG/PT3 | TRANSFORMADOR MARCA:TRANSFORMADOR DE MOZAMBIQUES USSDG/PT3 USSDG/PT3 | Bairro 25 de Junho | USSDG/PT3 | SUSSUNDENGA | MANICA | FRENTE DO HOSPITAL | S19 24 34,0 | E32 17 35,9 | 160 | 22 | 0.4 | 3 | 2014 | TRANSFORMADOR DE MOZAMBIQUES | 961704 | 572 | 45 | 535.7733 | 36.2267 | 36226.6667 |  | 42 | 28.6 | 28600 | 543.4 | 2.222% | 12.0756 | 48.3022 | 523.6978
10141103 | PMT | TRANSFORMADOR | USSDG/PT14 | TRANSFORMADOR MARCA:ASTOR USSDG/PT14 USSDG/PT14 |  | USSDG/PT14 | SUSSUNDENGA | MANICA |  | S19 16 15,6 | E32 20 54,4 | 160 | 22 | 0.4 | 3 | 2014 | ASTOR | 146641 | 572 | 45 | 535.7733 | 36.2267 | 36226.6667 |  | 42 | 28.6 | 28600 | 543.4 | 2.222% | 12.0756 | 48.3022 | 523.6978
10141103 | PMT | TRANSFORMADOR | USTBR/PT5 | TRANSFORMADOR MARCA:EFACEC USTBR/PT5 USTBR/PT5 | Bairro Muzunga-2 | USTBR/PT5 | TAMBARA | MANICA | MOAGEM SR. DIKSON | S19 44 06,5 | E033 15 12,7 | 50 | 33 | 0.4 | 3 | 2014 | EFACEC | K009442,06 | 643 | 45 | 602.2767 | 40.7233 | 40723.3333 |  | 42 | 32.15 | 32150 | 610.85 | 2.222% | 13.5744 | 54.2978 | 588.7022
10141103 | PMT | TRANSFORMADOR | USTBR/PT1 | TRANSFORMADOR MARCA:EFACEC USTBR/PT1 USTBR/PT1 | Bairro Josina machel (zona baixa) | USTBR/PT1 | TAMBARA | MANICA | ZONA BAIXA | S19 43 15,9 | E033 15 02,5 | 50 | 33 | 0.4 | 3 | 2014 | EFACEC | K009442.13 | 643 | 45 | 602.2767 | 40.7233 | 40723.3333 |  | 42 | 32.15 | 32150 | 610.85 | 2.222% | 13.5744 | 54.2978 | 588.7022
10141103 | PMT | TRANSFORMADOR | USTBR/PT2 | TRANSFORMADOR MARCA:EFACEC USTBR/PT2 USTBR/PT2 | Bairro Eduardo Mondlane | USTBR/PT2 | TAMBARA | MANICA | NO CHARLES | S19 43 44,1 | E033 14 51,6 | 160 | 33 | 0.4 | 3 | 2014 | EFACEC | K009299.03 | 991 | 45 | 928.2367 | 62.7633 | 62763.3333 |  | 42 | 49.55 | 49550 | 941.45 | 2.222% | 20.9211 | 83.6844 | 907.3156
10141103 | PMT | TRANSFORMADOR | USTBR/PT3 | TRANSFORMADOR MARCA:EFACEC USTBR/PT3 USTBR/PT3 | Bairro Magamba | USTBR/PT3 | TAMBARA | MANICA | PROX SR. DZINDUA | S19 43 38,3 | E033 14 35,6 | 100 | 33 | 0.4 | 3 | 2014 | EFACEC | K009798.07 | 763 | 45 | 714.6767 | 48.3233 | 48323.3333 |  | 42 | 38.15 | 38150 | 724.85 | 2.222% | 16.1078 | 64.4311 | 698.5689
10141103 | PMT | TRANSFORMADOR | USTBR/PT4 | TRANSFORMADOR MARCA:EFACEC USTBR/PT4 USTBR/PT4 | Bairro Magamba | USTBR/PT4 | TAMBARA | MANICA | MOAGEM DIXON | S19 43 37,7 | E033 14 18,7 | 50 | 33 | 0.4 | 3 | 2014 | EFACEC | K009447.05 | 643 | 45 | 602.2767 | 40.7233 | 40723.3333 |  | 42 | 32.15 | 32150 | 610.85 | 2.222% | 13.5744 | 54.2978 | 588.7022
10141103 | PMT | TRANSFORMADOR | PTS 70 | TRANSFORMADOR MARCA:Free State Transformers PTS 70 PTS 70 |  | PTS 70 | Matola | Liberdade |  | 32.461689 | -25.918880 | 500 | 33 | 0.4 | 3Ø | 2014 | Free State Transformers | TB1410074 | 1200 | 45 | 1124 | 76 | 76000 |  | 42 | 60 | 60000 | 1140 | 2.222% | 25.3333 | 101.3333 | 1098.6667
10141103 | PMT | TRANSFORMADOR | PTS 1128 | TRANSFORMADOR MARCA:MEGATRON PTS 1128 PTS 1128 |  | PTS 1128 | Matola | Matola C |  | 32.447011 | -25.932249 | 500 | 33 | 0.4 | 3Ø | 2014 | MEGATRON | MF500135+C17 | 1200 | 45 | 1124 | 76 | 76000 |  | 42 | 60 | 60000 | 1140 | 2.222% | 25.3333 | 101.3333 | 1098.6667
10141103 | PMT | TRANSFORMADOR | PTS 419 | TRANSFORMADOR MARCA:Transformadores de Mocambique PTS 419 PTS 419 |  | PTS 419 | Matola | Mussumbuluco |  | 32.438011 | -25.911370 | 200 | 33 | 0.4 | 3Ø | 2014 | Transformadores de Mocambique | 981779 | 991 | 45 | 928.2367 | 62.7633 | 62763.3333 |  | 42 | 49.55 | 49550 | 941.45 | 2.222% | 20.9211 | 83.6844 | 907.3156
10141103 | PMT | TRANSFORMADOR | PTS 1031 | TRANSFORMADOR MARCA:FUJI TUSCO PTS 1031 PTS 1031 |  | PTS 1031 | Matola Rio | Djonasse |  | 32.415297 | -25.969090 | 250 | 33 | 0.4 | 3Ø | 2014 | FUJI TUSCO | 571329 | 991 | 45 | 928.2367 | 62.7633 | 62763.3333 |  | 42 | 49.55 | 49550 | 941.45 | 2.222% | 20.9211 | 83.6844 | 907.3156
10141103 | PMT | TRANSFORMADOR | PTS 15 | TRANSFORMADOR MARCA:Transformadores de Mocambique PTS 15 PTS 15 |  | PTS 15 | Matola Rio | Djonasse |  | 32.408394 | -25.966031 | 250 | 33 | 0.4 | 3Ø | 2014 | Transformadores de Mocambique | 920906 | 991 | 45 | 928.2367 | 62.7633 | 62763.3333 |  | 42 | 49.55 | 49550 | 941.45 | 2.222% | 20.9211 | 83.6844 | 907.3156
10141103 | PMT | TRANSFORMADOR | PTS 833 | TRANSFORMADOR MARCA:Transformadores de Mocambique PTS 833 PTS 833 |  | PTS 833 | Matola Rio | Djonasse |  | 32.408656 | -25.953789 | 200 | 33 | 0.4 | 3Ø | 2014 | Transformadores de Mocambique | 920801 | 991 | 45 | 928.2367 | 62.7633 | 62763.3333 |  | 42 | 49.55 | 49550 | 941.45 | 2.222% | 20.9211 | 83.6844 | 907.3156
10141103 | PMT | TRANSFORMADOR | PTS 309 | TRANSFORMADOR MARCA:FUJI TUSCO PTS 309 PTS 309 |  | PTS 309 | Matola Rio | Djonasse |  | 32.396427 | -25.959917 | 250 | 33 | 0.4 | 3Ø | 2014 | FUJI TUSCO | 571334 | 991 | 45 | 928.2367 | 62.7633 | 62763.3333 |  | 42 | 49.55 | 49550 | 941.45 | 2.222% | 20.9211 | 83.6844 | 907.3156
10141103 | PMT | TRANSFORMADOR | PTS 820 | TRANSFORMADOR MARCA:Transformadores de Mocambique PTS 820 PTS 820 |  | PTS 820 | Boane | Boane |  | 32.338865 | -25.029864 | 250 | 33 | 0.4 | 3Ø | 2014 | Transformadores de Mocambique | 920910 | 991 | 45 | 928.2367 | 62.7633 | 62763.3333 |  | 42 | 49.55 | 49550 | 941.45 | 2.222% | 20.9211 | 83.6844 | 907.3156
10141103 | PMT | TRANSFORMADOR | PTS 798 | TRANSFORMADOR MARCA:Transformadores de Mocambique PTS 798 PTS 798 |  | PTS 798 | Boane | Boane |  | 32.354706 | -25.064146 | 200 | 33 | 0.4 | 3Ø | 2014 | Transformadores de Mocambique | 923133 | 991 | 45 | 928.2367 | 62.7633 | 62763.3333 |  | 42 | 49.55 | 49550 | 941.45 | 2.222% | 20.9211 | 83.6844 | 907.3156
10141103 | PMT | TRANSFORMADOR | PTS 983 | TRANSFORMADOR MARCA:POWERTECH PTS 983 PTS 983 |  | PTS 983 | Boane | Mahubo |  | 32.329358 | -25.153992 | 250 | 33 | 0.4 | 3Ø | 2014 | POWERTECH | 20802105/01 | 991 | 45 | 928.2367 | 62.7633 | 62763.3333 |  | 42 | 49.55 | 49550 | 941.45 | 2.222% | 20.9211 | 83.6844 | 907.3156
10141103 | PMT | TRANSFORMADOR | PTS 984 | TRANSFORMADOR MARCA:" PTS 984 PTS 984 |  | PTS 984 | Boane | Mahubo |  | 32.329294 | -25.149015 | 250 | 33 | 0.4 | 3Ø | 2014 | " | 20831302/02 | 991 | 45 | 928.2367 | 62.7633 | 62763.3333 |  | 42 | 49.55 | 49550 | 941.45 | 2.222% | 20.9211 | 83.6844 | 907.3156
10141103 | PMT | TRANSFORMADOR | PTS 1046 | TRANSFORMADOR MARCA:Transformadores de Mocambique PTS 1046 PTS 1046 |  | PTS 1046 | Boane | Massaca |  | 32.330117 | -25.078275 | 50 | 33 | 0.4 | 3Ø | 2014 | Transformadores de Mocambique | 940287 | 643 | 45 | 602.2767 | 40.7233 | 40723.3333 |  | 42 | 32.15 | 32150 | 610.85 | 2.222% | 13.5744 | 54.2978 | 588.7022
10141103 | PMT | TRANSFORMADOR | PTS 806 | TRANSFORMADOR MARCA:Transformadores de Mocambique PTS 806 PTS 806 |  | PTS 806 | Boane | Massaca |  | 32.339565 | -25.082751 | 200 | 33 | 0.4 | 3Ø | 2014 | Transformadores de Mocambique | 920901 | 991 | 45 | 928.2367 | 62.7633 | 62763.3333 |  | 42 | 49.55 | 49550 | 941.45 | 2.222% | 20.9211 | 83.6844 | 907.3156
10141103 | PMT | TRANSFORMADOR | PTS 1130 | TRANSFORMADOR MARCA:POWERTECH PTS 1130 PTS 1130 |  | PTS 1130 | Boane | Massaca |  | 32.290088 | -25.065745 | 250 | 33 | 0.4 | 3Ø | 2014 | POWERTECH | 20831302/03 | 991 | 45 | 928.2367 | 62.7633 | 62763.3333 |  | 42 | 49.55 | 49550 | 941.45 | 2.222% | 20.9211 | 83.6844 | 907.3156
10141103 | PMT | TRANSFORMADOR | PTS 1149 | TRANSFORMADOR MARCA:POWERTECH PTS 1149 PTS 1149 |  | PTS 1149 | Boane | Massaca |  | 32.283894 | -25.071296 | 100 | 33 | 0.4 | 3Ø | 2014 | POWERTECH | 10828703/05 | 763 | 45 | 714.6767 | 48.3233 | 48323.3333 |  | 42 | 38.15 | 38150 | 724.85 | 2.222% | 16.1078 | 64.4311 | 698.5689
10141103 | PMT | TRANSFORMADOR | PTS 857 | TRANSFORMADOR MARCA:Free State Transformers PTS 857 PTS 857 |  | PTS 857 | Boane | Inhaca |  | 32.912076 | -25.050844 | 50 | 33 | 0.4 | 3Ø | 2014 | Free State Transformers | TB1410057 | 643 | 45 | 602.2767 | 40.7233 | 40723.3333 |  | 42 | 32.15 | 32150 | 610.85 | 2.222% | 13.5744 | 54.2978 | 588.7022
10141103 | PMT | TRANSFORMADOR | PT 423 | TRANSFORMADOR MARCA:Transformadores de Mozambique PT 423 | Kamubucuane |  | Maputo |  |  | 32,6267136 | -25,8375942 | 315 | 33 | 0,4 | 3Φ | 2014 | Transformadores de Mozambique | 923107 | 1039 | 45 | 973.1967 | 65.8033 | 65803.3333 |  | 42 | 51.95 | 51950 | 987.05 | 2.222% | 21.9344 | 87.7378 | 951.2622
10141103 | PMT | TRANSFORMADOR | PT 182R | TRANSFORMADOR MARCA:Transformadores de Mozambique PT 182R | Guava |  | Maputo |  |  | 32,6379821 | -25,8274155 | 315 | 33 | 0.4 | 3Φ | 2014 | Transformadores de Mozambique | 923149 | 1039 | 45 | 973.1967 | 65.8033 | 65803.3333 |  | 42 | 51.95 | 51950 | 987.05 | 2.222% | 21.9344 | 87.7378 | 951.2622
10141103 | PMT | TRANSFORMADOR | PT 187R | TRANSFORMADOR MARCA:Transformadores de Mozambique PT 187R | Guava |  | Maputo |  |  | 32,6485771 | -25,8260713 | 315 | 33 | 0.4 | 3Φ | 2014 | Transformadores de Mozambique | 920929 | 1039 | 45 | 973.1967 | 65.8033 | 65803.3333 |  | 42 | 51.95 | 51950 | 987.05 | 2.222% | 21.9344 | 87.7378 | 951.2622
10141103 | PMT | TRANSFORMADOR | PT 244R | TRANSFORMADOR MARCA:Transformadores de Mozambique PT 244R | Guava |  | Maputo |  |  | 32,6218738 | -25,7650158 | 315 | 33 | 0.4 | 3Φ | 2014 | Transformadores de Mozambique | 961792 | 1039 | 45 | 973.1967 | 65.8033 | 65803.3333 |  | 42 | 51.95 | 51950 | 987.05 | 2.222% | 21.9344 | 87.7378 | 951.2622
10141103 | PMT | TRANSFORMADOR | PT 248R | TRANSFORMADOR MARCA:Transformadores de Mozambique PT 248R | Guava |  | Maputo |  |  | 32,6155702 | -25,7468238 | 315 | 33 | 0.4 | 3Φ | 2014 | Transformadores de Mozambique | 920923 | 1039 | 45 | 973.1967 | 65.8033 | 65803.3333 |  | 42 | 51.95 | 51950 | 987.05 | 2.222% | 21.9344 | 87.7378 | 951.2622
10141103 | PMT | TRANSFORMADOR | PTD 1 | TRANSFORMADOR MARCA:Transformadores de Mozambique PTD 1 | Guava |  | Maputo |  |  | 32,5809748 | -25,8310393 | 630 | 11 | 0.4 | 3Φ | 2014 | Transformadores de Mozambique | 923115 | 1016 | 45 | 951.6533 | 64.3467 | 64346.6667 |  | 42 | 50.8 | 50800 | 965.2 | 2.222% | 21.4489 | 85.7956 | 930.2044
10141103 | PMT | TRANSFORMADOR | PT 32R | TRANSFORMADOR MARCA:Transformadores de Mozambique PT 32R | Guava |  | Maputo |  |  | 32,6064013 | -25,8741077 | 500 | 33 | 0.4 | 3Φ | 2014 | Transformadores de Mozambique | 923153 | 1200 | 45 | 1124 | 76 | 76000 |  | 42 | 60 | 60000 | 1140 | 2.222% | 25.3333 | 101.3333 | 1098.6667
10141103 | PMT | TRANSFORMADOR | PT 322R | TRANSFORMADOR MARCA:Transformadores de Mozambique PT 322R | Guava |  | Maputo |  |  | 32,5827116 | -25,8019858 | 315 | 33 | 0,4 | 3Φ | 2014 | Transformadores de Mozambique | 920927 | 1039 | 45 | 973.1967 | 65.8033 | 65803.3333 |  | 42 | 51.95 | 51950 | 987.05 | 2.222% | 21.9344 | 87.7378 | 951.2622
10141103 | PMT | TRANSFORMADOR | PT 460 | TRANSFORMADOR MARCA:Fuji Tusco PT 460 | Infulene |  | Maputo |  |  | 32,5062736 | -25,8613442 | 250 | 33 | 0,4 | 3Φ | 2014 | Fuji Tusco | 571328 | 991 | 45 | 928.2367 | 62.7633 | 62763.3333 |  | 42 | 49.55 | 49550 | 941.45 | 2.222% | 20.9211 | 83.6844 | 907.3156
10141103 | PMT | TRANSFORMADOR | PT 278 | TRANSFORMADOR MARCA:Transformadores de Mozambique PT 278 | Zimpeto |  | Maputo |  |  | 32,5560972 | -25,8478657 | 250 | 33 | 0,4 | 3Φ | 2014 | Transformadores de Mozambique | 920816 | 991 | 45 | 928.2367 | 62.7633 | 62763.3333 |  | 42 | 49.55 | 49550 | 941.45 | 2.222% | 20.9211 | 83.6844 | 907.3156
10141103 | PMT | TRANSFORMADOR | PTS 663 | TRANSFORMADOR MARCA:Transformadores de Mozambique PTS 663 | Manhica |  | Maputo |  |  | 32,7966769 | -25,3885526 | 160 | 33 | 0,4 | 3Φ | 2014 | Transformadores de Mozambique | 920887 | 991 | 45 | 928.2367 | 62.7633 | 62763.3333 |  | 42 | 49.55 | 49550 | 941.45 | 2.222% | 20.9211 | 83.6844 | 907.3156
10141103 | PMT | TRANSFORMADOR | PTS 644 | TRANSFORMADOR MARCA:Transformadores de Mozambique PTS 644 | Manhica |  | Maputo |  |  | 32,8031008 | -25,3883845 | 200 | 33 | 0,4 | 3Φ | 2014 | Transformadores de Mozambique | 920799 | 991 | 45 | 928.2367 | 62.7633 | 62763.3333 |  | 42 | 49.55 | 49550 | 941.45 | 2.222% | 20.9211 | 83.6844 | 907.3156
10141103 | PMT | TRANSFORMADOR | PT 157 | TRANSFORMADOR MARCA:Transformadores de Mozambique PT 157 | Mashava |  | Maputo |  |  | 32,5066539 | -25,8898282 | 630 | 33 | 0,4 | 3Φ | 2014 | Transformadores de Mozambique | 920934 | 1200 | 45 | 1124 | 76 | 76000 |  | 42 | 60 | 60000 | 1140 | 2.222% | 25.3333 | 101.3333 | 1098.6667
10141103 | PMT | TRANSFORMADOR | PT 569 | TRANSFORMADOR MARCA:Transformadores de Mozambique PT 569 | Mashava |  | Maputo |  |  | 32,5030216 | -25,8848139 | 200 | 33 | 0,4 | 3Φ | 2014 | Transformadores de Mozambique | 961722 | 991 | 45 | 928.2367 | 62.7633 | 62763.3333 |  | 42 | 49.55 | 49550 | 941.45 | 2.222% | 20.9211 | 83.6844 | 907.3156
10141103 | PMT | TRANSFORMADOR | PT 122 | TRANSFORMADOR MARCA:Transformadores de Mozambique PT 122 | Mashava |  | Maputo |  |  | 32,4900009 | -25,8876076 | 630 | 33 | 0,4 | 3Φ | 2014 | Transformadores de Mozambique | 920934 | 1200 | 45 | 1124 | 76 | 76000 |  | 42 | 60 | 60000 | 1140 | 2.222% | 25.3333 | 101.3333 | 1098.6667
10141103 | PMT | TRANSFORMADOR | PTS 571 | TRANSFORMADOR MARCA:Freestate Transformers PTS 571 | Mashava |  | Maputo |  |  | 32,4436838 | -25,7931925 | 100 | 33 | 0,4 | 3Φ | 2014 | Freestate Transformers | TB1306059 | 763 | 45 | 714.6767 | 48.3233 | 48323.3333 |  | 42 | 38.15 | 38150 | 724.85 | 2.222% | 16.1078 | 64.4311 | 698.5689
10141103 | PMT | TRANSFORMADOR | PTS 504 | TRANSFORMADOR MARCA:Transformadores de Mozambique PTS 504 | Mashava |  | Maputo |  |  | 32,4775592 | -25,9089932 | 250 | 33 | 0,4 | 3Φ | 2014 | Transformadores de Mozambique | 920912 | 991 | 45 | 928.2367 | 62.7633 | 62763.3333 |  | 42 | 49.55 | 49550 | 941.45 | 2.222% | 20.9211 | 83.6844 | 907.3156
10141103 | PMT | TRANSFORMADOR | PTS 565 | TRANSFORMADOR MARCA:Transformadores de Mozambique PTS 565 | Mashava |  | Maputo |  |  | 32,4372215 | -25,8476733 | 250 | 33 | 0,4 | 3Φ | 2014 | Transformadores de Mozambique | 920919 | 991 | 45 | 928.2367 | 62.7633 | 62763.3333 |  | 42 | 49.55 | 49550 | 941.45 | 2.222% | 20.9211 | 83.6844 | 907.3156
10141103 | PMT | TRANSFORMADOR | PTS 726 | TRANSFORMADOR MARCA:Transformadores de Mozambique PTS 726 | Mashava |  | Maputo |  |  | 32,2090707 | -25,2677916 | 16 | 33 | 0,4 | 2Φ | 2014 | Transformadores de Mozambique | 940350 | 643 | 45 | 602.2767 | 40.7233 | 40723.3333 |  | 42 | 32.15 | 32150 | 610.85 | 2.222% | 13.5744 | 54.2978 | 588.7022
10141103 | PMT | TRANSFORMADOR | PTS 725 | TRANSFORMADOR MARCA:Transformadores de Mozambique PTS 725 | Mashava |  | Maputo |  |  | 32,1357991 | -25,2458984 | 200 | 33 | 0,4 | 3Φ | 2014 | Transformadores de Mozambique | 261720 | 991 | 45 | 928.2367 | 62.7633 | 62763.3333 |  | 42 | 49.55 | 49550 | 941.45 | 2.222% | 20.9211 | 83.6844 | 907.3156
10141103 | PMT | TRANSFORMADOR | PTS 719 | TRANSFORMADOR MARCA:Fuji Tusco PTS 719 | Mashava |  | Maputo |  |  | 32,3947692 | -25,7502875 | 250 | 33 | 0,4 | 3Φ | 2014 | Fuji Tusco | 571324 | 991 | 45 | 928.2367 | 62.7633 | 62763.3333 |  | 42 | 49.55 | 49550 | 941.45 | 2.222% | 20.9211 | 83.6844 | 907.3156
10141103 | PMT | TRANSFORMADOR | PT 136R | TRANSFORMADOR MARCA:Transformadores de Mozambique PT 136R | Katembe |  | Maputo |  |  | 32,5580985 | -25,9819774 | 200 | 33 | 0,4 | 3Φ | 2014 | Transformadores de Mozambique | 961719 | 991 | 45 | 928.2367 | 62.7633 | 62763.3333 |  | 42 | 49.55 | 49550 | 941.45 | 2.222% | 20.9211 | 83.6844 | 907.3156
10141103 | PMT | TRANSFORMADOR | PT 138R | TRANSFORMADOR MARCA:Fuji Electric PT 138R | Katembe |  | Maputo |  |  | 32,5611351 | -25,9994252 | 250 | 33 | 0,4 | 3Φ | 2014 | Fuji Electric | 571331 | 991 | 45 | 928.2367 | 62.7633 | 62763.3333 |  | 42 | 49.55 | 49550 | 941.45 | 2.222% | 20.9211 | 83.6844 | 907.3156
10141103 | PMT | TRANSFORMADOR | PT 144R | TRANSFORMADOR MARCA:Transformadores de Mozambique PT 144R | Katembe |  | Maputo |  |  | 32,5976443 | -26,0278766 | 200 | 33 | 0,4 | 3Φ | 2014 | Transformadores de Mozambique | 961721 | 991 | 45 | 928.2367 | 62.7633 | 62763.3333 |  | 42 | 49.55 | 49550 | 941.45 | 2.222% | 20.9211 | 83.6844 | 907.3156
10141103 | PMT | TRANSFORMADOR | PT 294R | TRANSFORMADOR MARCA:Transformadores de Mozambique PT 294R | Katembe |  | Maputo |  |  | 32,6046489 | -26,0539653 | 160 | 33 | 0,4 | 3Φ | 2014 | Transformadores de Mozambique | 920482 | 991 | 45 | 928.2367 | 62.7633 | 62763.3333 |  | 42 | 49.55 | 49550 | 941.45 | 2.222% | 20.9211 | 83.6844 | 907.3156
10141103 | PMT | TRANSFORMADOR | PT 375R | TRANSFORMADOR MARCA:Fuji Electric PT 375R | Katembe |  | Maputo |  |  | 32,5344816 | -26,0386158 | 250 | 33 | 0,4 | 3Φ | 2014 | Fuji Electric | 571325 | 991 | 45 | 928.2367 | 62.7633 | 62763.3333 |  | 42 | 49.55 | 49550 | 941.45 | 2.222% | 20.9211 | 83.6844 | 907.3156
10141103 | PMT | TRANSFORMADOR | PT 22 RE | TRANSFORMADOR MARCA:Transformadores de Mozambique PT 22 RE | Maxixe |  | Inhambane |  |  | 32,3280126 | -23,8245703 | 250 | 33 | 0,4 | 3Φ | 2014 | Transformadores de Mozambique | 920494 | 991 | 45 | 928.2367 | 62.7633 | 62763.3333 |  | 42 | 49.55 | 49550 | 941.45 | 2.222% | 20.9211 | 83.6844 | 907.3156
10141103 | PMT | TRANSFORMADOR | PT 33 RE | TRANSFORMADOR MARCA:Transformadores de Mozambique PT 33 RE | Maxixe |  | Inhambane |  |  | 32,3155282 | -23,8346845 | 100 | 33 | 0,4 | 3Φ | 2014 | Transformadores de Mozambique | 923127 | 763 | 45 | 714.6767 | 48.3233 | 48323.3333 |  | 42 | 38.15 | 38150 | 724.85 | 2.222% | 16.1078 | 64.4311 | 698.5689
10141103 | PMT | TRANSFORMADOR | PT 06 RE | TRANSFORMADOR MARCA:Transformadores de Mozambique PT 06 RE | Maxixe |  | Inhambane |  |  | 35,3461118 | -23,8507511 | 250 | 33 | 0,4 | 3Φ | 2014 | Transformadores de Mozambique | 961723 | 991 | 45 | 928.2367 | 62.7633 | 62763.3333 |  | 42 | 49.55 | 49550 | 941.45 | 2.222% | 20.9211 | 83.6844 | 907.3156
10141103 | PMT | TRANSFORMADOR | PT 62 RE | TRANSFORMADOR MARCA:Transformadores de Mozambique PT 62 RE | Maxixe |  | Inhambane |  |  | 35,3222872 | -23,8989517 | 160 | 33 | 0,4 | 3Φ | 2014 | Transformadores de Mozambique | 961714 | 991 | 45 | 928.2367 | 62.7633 | 62763.3333 |  | 42 | 49.55 | 49550 | 941.45 | 2.222% | 20.9211 | 83.6844 | 907.3156
10141103 | PMT | TRANSFORMADOR | PT 23 RE | TRANSFORMADOR MARCA:Fuji Electric PT 23 RE | Maxixe |  | Inhambane |  |  | 35,3028918 | -23,9166414 | 160 | 33 | 0.4 | 2Φ | 2014 | Fuji Electric | 571322 | 991 | 45 | 928.2367 | 62.7633 | 62763.3333 |  | 42 | 49.55 | 49550 | 941.45 | 2.222% | 20.9211 | 83.6844 | 907.3156
10141103 | PMT | TRANSFORMADOR | PT 83 RE | TRANSFORMADOR MARCA:Transformadores de Mozambique PT 83 RE | Maxixe |  | Inhambane |  |  | 35,3048684 | -23,9479653 | 160 | 33 | 0,4 | 3Φ | 2014 | Transformadores de Mozambique | 961771 | 991 | 45 | 928.2367 | 62.7633 | 62763.3333 |  | 42 | 49.55 | 49550 | 941.45 | 2.222% | 20.9211 | 83.6844 | 907.3156
10141103 | PMT | TRANSFORMADOR | PT 61 RE | TRANSFORMADOR MARCA:Transformadores de Mozambique PT 61 RE | Maxixe |  | Inhambane |  |  | 35,2841792 | -23,9415209 | 160 | 33 | 0,4 | 3Φ | 2014 | Transformadores de Mozambique | 961717 | 991 | 45 | 928.2367 | 62.7633 | 62763.3333 |  | 42 | 49.55 | 49550 | 941.45 | 2.222% | 20.9211 | 83.6844 | 907.3156
10141103 | PMT | TRANSFORMADOR | PT 79 RE | TRANSFORMADOR MARCA:Actom PT 79 RE | Maxixe |  | Inhambane |  |  | 35,3044384 | -24,0020267 | 32 | 33 | 0.48 | 2Φ | 2014 | Actom | S0002022 | 643 | 45 | 602.2767 | 40.7233 | 40723.3333 |  | 42 | 32.15 | 32150 | 610.85 | 2.222% | 13.5744 | 54.2978 | 588.7022
10141103 | PMT | TRANSFORMADOR | PT 68 RE | TRANSFORMADOR MARCA:Transformadores de Mozambique PT 68 RE | Maxixe |  | Inhambane |  |  | 35,2734164 | -24,0946374 | 160 | 33 | 0,4 | 3Φ | 2014 | Transformadores de Mozambique | 920882 | 991 | 45 | 928.2367 | 62.7633 | 62763.3333 |  | 42 | 49.55 | 49550 | 941.45 | 2.222% | 20.9211 | 83.6844 | 907.3156
10141103 | PMT | TRANSFORMADOR | PT 68 | TRANSFORMADOR MARCA:Fuji Electric PT 68 | Morrumbene |  | Inhambane |  |  | 35,3427315 | -23,6629901 | 160 | 33 | 0,4 | 3Φ | 2014 | Fuji Electric | 571323 | 991 | 45 | 928.2367 | 62.7633 | 62763.3333 |  | 42 | 49.55 | 49550 | 941.45 | 2.222% | 20.9211 | 83.6844 | 907.3156
10141103 | PMT | TRANSFORMADOR | PT 30 RE | TRANSFORMADOR MARCA:Efacec PT 30 RE | Masinga |  | Inhambane |  |  | 35,3810000 | -23,4077052 | 50 | 33 | 0.4 | 3Φ | 2014 | Efacec | K010493.02 | 643 | 45 | 602.2767 | 40.7233 | 40723.3333 |  | 42 | 32.15 | 32150 | 610.85 | 2.222% | 13.5744 | 54.2978 | 588.7022
10141103 | PMT | TRANSFORMADOR | PT 236R | TRANSFORMADOR MARCA:Tranformerdores de Mozambique PT 236R |  |  | Zimbeto |  |  | 32,586464 | -25,833447 | 315 | 33 | 0.4 | 3Φ | 2014 | Tranformerdores de Mozambique | 920827 | 1039 | 45 | 973.1967 | 65.8033 | 65803.3333 |  | 42 | 51.95 | 51950 | 987.05 | 2.222% | 21.9344 | 87.7378 | 951.2622
10141103 | PMT | TRANSFORMADOR | PT 79R | TRANSFORMADOR MARCA:Tranformerdores de Mozambique PT 79R |  |  | Zimbeto |  |  | 32,5890286 | -25,824313 | 315 | 33 | 0.4 | 3Φ | 2014 | Tranformerdores de Mozambique | 920928 | 1039 | 45 | 973.1967 | 65.8033 | 65803.3333 |  | 42 | 51.95 | 51950 | 987.05 | 2.222% | 21.9344 | 87.7378 | 951.2622
10141103 | PMT | TRANSFORMADOR | PT 827R | TRANSFORMADOR MARCA:Tranformerdores de Mozambique PT 827R |  |  | Muhlaze |  |  | 32,524822 | -25,808924 | 200 | 33 | 0.4 | 3Φ | 2014 | Tranformerdores de Mozambique | 923136 | 991 | 45 | 928.2367 | 62.7633 | 62763.3333 |  | 42 | 49.55 | 49550 | 941.45 | 2.222% | 20.9211 | 83.6844 | 907.3156
10141103 | PMT | TRANSFORMADOR | PT 265R | TRANSFORMADOR MARCA:Tranformerdores de Mozambique PT 265R |  |  | Muhlaze |  |  | 32,5194098 | -25,840523 | 200 | 33 | 0.4 | 3Φ | 2014 | Tranformerdores de Mozambique | 920904 | 991 | 45 | 928.2367 | 62.7633 | 62763.3333 |  | 42 | 49.55 | 49550 | 941.45 | 2.222% | 20.9211 | 83.6844 | 907.3156
10141103 | PMT | TRANSFORMADOR | PTS 422 | TRANSFORMADOR MARCA:Tranformerdores de Mozambique PTS 422 |  |  | MATOLA |  |  | 32,472959 | -25,958018 | 250 | 33 | 0.4 | 3Φ | 2014 | Tranformerdores de Mozambique | 920914 | 991 | 45 | 928.2367 | 62.7633 | 62763.3333 |  | 42 | 49.55 | 49550 | 941.45 | 2.222% | 20.9211 | 83.6844 | 907.3156
10141103 | PMT | TRANSFORMADOR | PTS 229 | TRANSFORMADOR MARCA:Tranformerdores de Mozambique PTS 229 |  |  | MATOLA |  |  | 32,50229 | -25,93592 | 315 | 33 | 0.4 | 3Φ | 2014 | Tranformerdores de Mozambique | 920930 | 1039 | 45 | 973.1967 | 65.8033 | 65803.3333 |  | 42 | 51.95 | 51950 | 987.05 | 2.222% | 21.9344 | 87.7378 | 951.2622
10141103 | PMT | TRANSFORMADOR | PTS 481 | TRANSFORMADOR MARCA:Tranformerdores de Mozambique PTS 481 |  |  | MATOLA |  |  | 32,41228 | -25,89189 | 250 | 33 | 0.4 | 3Φ | 2014 | Tranformerdores de Mozambique | 920911 | 991 | 45 | 928.2367 | 62.7633 | 62763.3333 |  | 42 | 49.55 | 49550 | 941.45 | 2.222% | 20.9211 | 83.6844 | 907.3156
10141103 | PMT | TRANSFORMADOR | PTS NEW2 | TRANSFORMADOR MARCA:Tranformerdores de Mozambique PTS NEW2 |  |  | MATOLA |  |  | 32,38662 | -25,84921 | 200 | 33 | 0.4 | 3Φ | 2014 | Tranformerdores de Mozambique | 920905 | 991 | 45 | 928.2367 | 62.7633 | 62763.3333 |  | 42 | 49.55 | 49550 | 941.45 | 2.222% | 20.9211 | 83.6844 | 907.3156
10141103 | PMT | TRANSFORMADOR | PT 662 | TRANSFORMADOR MARCA:Tranformerdores de Mozambique PT 662 |  |  | Manhica |  |  | 32,8154729 | -25,380694 | 200 | 33 | 0.4 | 3Φ | 2014 | Tranformerdores de Mozambique | 920900 | 991 | 45 | 928.2367 | 62.7633 | 62763.3333 |  | 42 | 49.55 | 49550 | 941.45 | 2.222% | 20.9211 | 83.6844 | 907.3156
10141103 | PMT | TRANSFORMADOR | PT 647 | TRANSFORMADOR MARCA:Actom PT 647 |  |  | Manhica |  |  | 32,8050007 | -25,405853 | 500 | 33 | 0.4 | 3Φ | 2014 | Actom | 12002/01/003 | 1200 | 45 | 1124 | 76 | 76000 |  | 42 | 60 | 60000 | 1140 | 2.222% | 25.3333 | 101.3333 | 1098.6667
10141103 | PMT | TRANSFORMADOR | PT 646 | TRANSFORMADOR MARCA: PT 646 |  |  | Manhica |  |  | 32,8059246 | -25,4079088 | 500 | 33 | 0.4 | 3Φ | 2014 |  |  | 1200 | 45 | 1124 | 76 | 76000 |  | 42 | 60 | 60000 | 1140 | 2.222% | 25.3333 | 101.3333 | 1098.6667
10141103 | PMT | TRANSFORMADOR | PT 672 | TRANSFORMADOR MARCA:Efacec PT 672 |  |  | Manhica |  |  | 32,728044 | -25,507533 | 100 | 33 | 0.4 | 3Φ | 2014 | Efacec | k009647.03 | 763 | 45 | 714.6767 | 48.3233 | 48323.3333 |  | 42 | 38.15 | 38150 | 724.85 | 2.222% | 16.1078 | 64.4311 | 698.5689
10141103 | PMT | TRANSFORMADOR | PT 118R | TRANSFORMADOR MARCA:Free State Transformers PT 118R |  |  | Mageanino |  |  | 32,6051152 | -25,8409333 | 500 | 33 | 0.4 | 3Φ | 2014 | Free State Transformers | TB1410075 | 1200 | 45 | 1124 | 76 | 76000 |  | 42 | 60 | 60000 | 1140 | 2.222% | 25.3333 | 101.3333 | 1098.6667
10141103 | PMT | TRANSFORMADOR | PT 224R | TRANSFORMADOR MARCA:Tranformerdores de Mozambique PT 224R |  |  | Mageanino |  |  | 32,6153039 | -25,838259 | 315 | 33 | 0.4 | 3Φ | 2014 | Tranformerdores de Mozambique | 920925 | 1039 | 45 | 973.1967 | 65.8033 | 65803.3333 |  | 42 | 51.95 | 51950 | 987.05 | 2.222% | 21.9344 | 87.7378 | 951.2622
10141103 | PMT | TRANSFORMADOR | PT? | TRANSFORMADOR MARCA:PowerTech PT? |  |  | Mageanino |  |  | 32,58180064 | -25,82221913 | 315 | 33 | 0.4 | 3Φ | 2014 | PowerTech | 20802203/01 | 1039 | 45 | 973.1967 | 65.8033 | 65803.3333 |  | 42 | 51.95 | 51950 | 987.05 | 2.222% | 21.9344 | 87.7378 | 951.2622
10141103 | PMT | TRANSFORMADOR | PT331R | TRANSFORMADOR MARCA:Actom PT331R |  |  | Intaka |  |  | 32,5751236 | -25,778288 | 500 | 33 | 0.4 | 3Φ | 2014 | Actom | 68694/04/001 | 1200 | 45 | 1124 | 76 | 76000 |  | 42 | 60 | 60000 | 1140 | 2.222% | 25.3333 | 101.3333 | 1098.6667
10141103 | PMT | TRANSFORMADOR | PT 326R | TRANSFORMADOR MARCA:Actom PT 326R |  |  | Intaka |  |  | 32,576493 | -25,784732 | 315 | 33 | 0.4 | 3Φ | 2014 | Actom | 68741/04/001 | 1039 | 45 | 973.1967 | 65.8033 | 65803.3333 |  | 42 | 51.95 | 51950 | 987.05 | 2.222% | 21.9344 | 87.7378 | 951.2622
10141103 | PMT | TRANSFORMADOR | PTS 07 | TRANSFORMADOR MARCA:Transformadores de Mozambique PTS 07 |  |  | Inherrime |  |  | 35,19469 | -24,36671 | 50 | 33 | 0.4 | 3Φ | 2014 | Transformadores de Mozambique | 920847 | 643 | 45 | 602.2767 | 40.7233 | 40723.3333 |  | 42 | 32.15 | 32150 | 610.85 | 2.222% | 13.5744 | 54.2978 | 588.7022
10141103 | PMT | TRANSFORMADOR | PTS 16 | TRANSFORMADOR MARCA:Fuji Tusco Co. PTS 16 |  |  | Inherrime |  |  | 35,17920 | -24,34384 | 100 | 33 | 0.4 | 3Φ | 2014 | Fuji Tusco Co. | 571314 | 763 | 45 | 714.6767 | 48.3233 | 48323.3333 |  | 42 | 38.15 | 38150 | 724.85 | 2.222% | 16.1078 | 64.4311 | 698.5689
10141103 | PMT | TRANSFORMADOR | PTS 17 | TRANSFORMADOR MARCA:Trans Electron Transformers PTS 17 |  |  | Inherrime |  |  | 35,18372 | -24,33782 | 50 | 33 | 0.44 | 3Φ | 2014 | Trans Electron Transformers | 40129 | 643 | 45 | 602.2767 | 40.7233 | 40723.3333 |  | 42 | 32.15 | 32150 | 610.85 | 2.222% | 13.5744 | 54.2978 | 588.7022
10141103 | PMT | TRANSFORMADOR | PTS 12 | TRANSFORMADOR MARCA:Tranformerdores de Mozambique PTS 12 |  |  | Homoine |  |  | 35,16175 | -23,88167 | 100 | 33 | 0.4 | 3Φ | 2014 | Tranformerdores de Mozambique | 920869 | 763 | 45 | 714.6767 | 48.3233 | 48323.3333 |  | 42 | 38.15 | 38150 | 724.85 | 2.222% | 16.1078 | 64.4311 | 698.5689
10141103 | PMT | TRANSFORMADOR | PTS 13 | TRANSFORMADOR MARCA:Tranformerdores de Mozambique PTS 13 |  |  | Homoine |  |  | 35,14186 | -23,88373 | 160 | 33 | 0.4 | 3Φ | 2014 | Tranformerdores de Mozambique | 961711 | 991 | 45 | 928.2367 | 62.7633 | 62763.3333 |  | 42 | 49.55 | 49550 | 941.45 | 2.222% | 20.9211 | 83.6844 | 907.3156
10141103 | PMT | TRANSFORMADOR | PTS 456 | TRANSFORMADOR MARCA:Efacec PTS 456 |  |  | CIDADE DA MATOLA |  |  | 32,452862 | -25,957031 | 630 | 33 | 0.4 | 3Φ | 2014 | Efacec | K010588.01 | 1200 | 45 | 1124 | 76 | 76000 |  | 42 | 60 | 60000 | 1140 | 2.222% | 25.3333 | 101.3333 | 1098.6667
10141103 | PMT | TRANSFORMADOR | PTS 446 | TRANSFORMADOR MARCA:ABB PTS 446 |  |  | CIDADE DA MATOLA |  |  | 32,455736 | -25,95557 | 160 | 33 | 0.4 | 3Φ | 2014 | ABB |  | 991 | 45 | 928.2367 | 62.7633 | 62763.3333 |  | 42 | 49.55 | 49550 | 941.45 | 2.222% | 20.9211 | 83.6844 | 907.3156
10141103 | PMT | TRANSFORMADOR | PTS 31 | TRANSFORMADOR MARCA:Fuji Tusco Co. PTS 31 |  |  | CIDADE DA MATOLA |  |  | 32,455710 | -25,949986 | 250 | 33 | 0.4 | 3Φ | 2014 | Fuji Tusco Co. | 571330 | 991 | 45 | 928.2367 | 62.7633 | 62763.3333 |  | 42 | 49.55 | 49550 | 941.45 | 2.222% | 20.9211 | 83.6844 | 907.3156
10141103 | PMT | TRANSFORMADOR | PT 388R | TRANSFORMADOR MARCA:Transfomadores de Mozambique PT 388R |  |  | Bukiso |  |  | 32,547637 | -25,762771 | 200 | 33 | 0.4 | 3Φ | 2014 | Transfomadores de Mozambique | 920486 | 991 | 45 | 928.2367 | 62.7633 | 62763.3333 |  | 42 | 49.55 | 49550 | 941.45 | 2.222% | 20.9211 | 83.6844 | 907.3156
10141103 | PMT | TRANSFORMADOR | PTS 18R | TRANSFORMADOR MARCA:Transfomadores de Mozambique PTS 18R |  |  | Bukiso |  |  | 32,538814 | -25,739341 | 500 | 33 | 0.4 | 3Φ | 2014 | Transfomadores de Mozambique | 920832 | 1200 | 45 | 1124 | 76 | 76000 |  | 42 | 60 | 60000 | 1140 | 2.222% | 25.3333 | 101.3333 | 1098.6667
10141103 | PMT | TRANSFORMADOR | AGXX/PTS0002 | TRANSFORMADOR MARCA:TM AGXX/PTS0002 AGXX/PTS0002 | B.1 Vetchene | AGXX/PTS0002 | CHISSANO | Gaza |  | 24º 58.254 | 033º 33.238 | 250 | 33 | 0.4 | 3 | 2014 | TM | 920809 | 991 | 45 | 928.2367 | 62.7633 | 62763.3333 |  | 42 | 49.55 | 49550 | 941.45 | 2.222% | 20.9211 | 83.6844 | 907.3156
10141103 | PMT | TRANSFORMADOR | AGXX/PTS0003 | TRANSFORMADOR MARCA:TM AGXX/PTS0003 AGXX/PTS0003 | B.2 Chicumbane | AGXX/PTS0003 | CHISSANO | Gaza |  | 24º 58.629 | 033º 32.475 | 250 | 33 | 0.4 | 3 | 2014 | TM | 920807 | 991 | 45 | 928.2367 | 62.7633 | 62763.3333 |  | 42 | 49.55 | 49550 | 941.45 | 2.222% | 20.9211 | 83.6844 | 907.3156
10141103 | PMT | TRANSFORMADOR | AGXX/PTS0329 | TRANSFORMADOR MARCA:TM AGXX/PTS0329 AGXX/PTS0329 | Centro de 3 de Fevereiro | AGXX/PTS0329 | CHISSANO | Gaza |  | 24º 57.814 | 033º 29.946 | 160 | 33 | 0.4 | 3 | 2014 | TM | 920873 | 991 | 45 | 928.2367 | 62.7633 | 62763.3333 |  | 42 | 49.55 | 49550 | 941.45 | 2.222% | 20.9211 | 83.6844 | 907.3156
10141103 | PMT | TRANSFORMADOR | AGXX/PTS0277 | TRANSFORMADOR MARCA:TM AGXX/PTS0277 AGXX/PTS0277 | Bairro 4 de 3 Fevereiro | AGXX/PTS0277 | CHISSANO | Gaza |  | 24º 58.168 | 033º 30.214 | 160 | 33 | 0.4 | 3 | 2014 | TM | 920890 | 991 | 45 | 928.2367 | 62.7633 | 62763.3333 |  | 42 | 49.55 | 49550 | 941.45 | 2.222% | 20.9211 | 83.6844 | 907.3156
10141103 | PMT | TRANSFORMADOR | AGXX/PTS0269 | TRANSFORMADOR MARCA:POWERTECH AGXX/PTS0269 AGXX/PTS0269 | Chissano Nguenha Escola | AGXX/PTS0269 | CHISSANO | Gaza |  | 24º 55.732 | 033º 23.950 | 50 | 33 | 0.4 | 3 | 2014 | POWERTECH | 10828203/11 | 643 | 45 | 602.2767 | 40.7233 | 40723.3333 |  | 42 | 32.15 | 32150 | 610.85 | 2.222% | 13.5744 | 54.2978 | 588.7022
10141103 | PMT | TRANSFORMADOR | AGXX/PTS0263 | TRANSFORMADOR MARCA:TM AGXX/PTS0263 AGXX/PTS0263 | Chissano Matavel | AGXX/PTS0263 | CHISSANO | Gaza |  | 25º 04.919 | 033º 21.359 | 200 | 33 | 0.4 | 3 | 2014 | TM | 920802 | 991 | 45 | 928.2367 | 62.7633 | 62763.3333 |  | 42 | 49.55 | 49550 | 941.45 | 2.222% | 20.9211 | 83.6844 | 907.3156
10141103 | PMT | TRANSFORMADOR | AGXX/PTS0267 | TRANSFORMADOR MARCA:TM AGXX/PTS0267 AGXX/PTS0267 | Matxelene Bairro 10 | AGXX/PTS0267 | CHISSANO | Gaza |  | 24º 53.958 | 033º 30.943 | 160 | 33 | 0.4 | 3 | 2014 | TM | 961715 | 991 | 45 | 928.2367 | 62.7633 | 62763.3333 |  | 42 | 49.55 | 49550 | 941.45 | 2.222% | 20.9211 | 83.6844 | 907.3156
10141103 | PMT | TRANSFORMADOR | AGXX/PTS0268 | TRANSFORMADOR MARCA:TM AGXX/PTS0268 AGXX/PTS0268 | Matxelene Bairro 4 | AGXX/PTS0268 | CHISSANO | Gaza |  | 24º 52.967 | 033º 30.832 | 160 | 33 | 0.4 | 3 | 2014 | TM | 961713 | 991 | 45 | 928.2367 | 62.7633 | 62763.3333 |  | 42 | 49.55 | 49550 | 941.45 | 2.222% | 20.9211 | 83.6844 | 907.3156
10141103 | PMT | TRANSFORMADOR | AGXX/PTS0024 | TRANSFORMADOR MARCA:TM AGXX/PTS0024 AGXX/PTS0024 | Agostinho Neto | AGXX/PTS0024 | CHISSANO | Gaza |  | 24º 51.227 | 033º 28.931 | 160 | 33 | 0.4 | 3 | 2014 | TM | 961716 | 991 | 45 | 928.2367 | 62.7633 | 62763.3333 |  | 42 | 49.55 | 49550 | 941.45 | 2.222% | 20.9211 | 83.6844 | 907.3156
10141103 | PMT | TRANSFORMADOR | AGXX/PTS0355 | TRANSFORMADOR MARCA:ACTOM AGXX/PTS0355 AGXX/PTS0355 | Residência dos Professores Chissano | AGXX/PTS0355 | CHISSANO | Gaza |  | 24º 56.667 | 033º 20.041 | 160 | 33 | 0.4 | 3 | 2014 | ACTOM | 03513/03/006 | 991 | 45 | 928.2367 | 62.7633 | 62763.3333 |  | 42 | 49.55 | 49550 | 941.45 | 2.222% | 20.9211 | 83.6844 | 907.3156
10141103 | PMT | TRANSFORMADOR | AGXX/PTS0026 | TRANSFORMADOR MARCA:TM AGXX/PTS0026 AGXX/PTS0026 | Hospital Rural de Chicumbane | AGXX/PTS0026 | ZONGOENE | Gaza |  | 24º 59.648 | 033º 33.092 | 250 | 33 | 0.4 | 3 | 2014 | TM | 920921 | 991 | 45 | 928.2367 | 62.7633 | 62763.3333 |  | 42 | 49.55 | 49550 | 941.45 | 2.222% | 20.9211 | 83.6844 | 907.3156
10141103 | PMT | TRANSFORMADOR | AGXX/PTS0276 | TRANSFORMADOR MARCA:TUSCO AGXX/PTS0276 AGXX/PTS0276 | OMM Bairro 3 Chicumbane | AGXX/PTS0276 | ZONGOENE | Gaza |  | 24º 59.658 | 033º 30.634 | 100 | 33 | 0.4 | 3 | 2014 | TUSCO | 573170 | 763 | 45 | 714.6767 | 48.3233 | 48323.3333 |  | 42 | 38.15 | 38150 | 724.85 | 2.222% | 16.1078 | 64.4311 | 698.5689
10141103 | PMT | TRANSFORMADOR | AGXX/PTS0107 | TRANSFORMADOR MARCA:TM AGXX/PTS0107 AGXX/PTS0107 | Escola de Artes Oficios | AGXX/PTS0107 | Gaza | Gaza |  | 25º 02.003 | 033º 42.314 | 200 | 11 | 0.4 | 3 | 2014 | TM | 923102 | 572 | 45 | 535.7733 | 36.2267 | 36226.6667 |  | 42 | 28.6 | 28600 | 543.4 | 2.222% | 12.0756 | 48.3022 | 523.6978
10141103 | PMT | TRANSFORMADOR | AGXX/PTS0117 | TRANSFORMADOR MARCA:TM AGXX/PTS0117 AGXX/PTS0117 | Fidel Castro En-1 | AGXX/PTS0117 | Gaza | Gaza |  | 25º 01.894 | 033º 43.495 | 200 | 11 | 0.4 | 3 | 2014 | TM | 923104 | 572 | 45 | 535.7733 | 36.2267 | 36226.6667 |  | 42 | 28.6 | 28600 | 543.4 | 2.222% | 12.0756 | 48.3022 | 523.6978
10141103 | PMT | TRANSFORMADOR | AGCDG/PTS0123 | TRANSFORMADOR MARCA:TM AGCDG/PTS0123 AGCDG/PTS0123 | Maciene Maramine | AGCDG/PTS0123 | CHIDENGUELE [USC] | Gaza |  | 25º 01.254 | 033º 50.485 | 160 | 33 | 0.4 | 3 | 2014 | TM | 920796 | 991 | 45 | 928.2367 | 62.7633 | 62763.3333 |  | 42 | 49.55 | 49550 | 941.45 | 2.222% | 20.9211 | 83.6844 | 907.3156
10141103 | PMT | TRANSFORMADOR | AGCDG/PTS0129 | TRANSFORMADOR MARCA:TM AGCDG/PTS0129 AGCDG/PTS0129 | Chizavane -Lojas | AGCDG/PTS0129 | GESTÃO - USC DE CHIDENGUELE | Gaza |  | 24º 56.845 | 033º 59.618 | 50 | 33 | 0.4 | 3 | 2014 | TM | 920854 | 643 | 45 | 602.2767 | 40.7233 | 40723.3333 |  | 42 | 32.15 | 32150 | 610.85 | 2.222% | 13.5744 | 54.2978 | 588.7022
10141103 | PMT | TRANSFORMADOR | AGCDG/PTS0133 | TRANSFORMADOR MARCA:TM AGCDG/PTS0133 AGCDG/PTS0133 | Matimula | AGCDG/PTS0133 | GESTÃO - USC DE CHIDENGUELE | Gaza |  | 24º 55.280 | 034º 03.424 | 50 | 33 | 0.4 | 3 | 2014 | TM | 920855 | 643 | 45 | 602.2767 | 40.7233 | 40723.3333 |  | 42 | 32.15 | 32150 | 610.85 | 2.222% | 13.5744 | 54.2978 | 588.7022
10141103 | PMT | TRANSFORMADOR | AGCDG/PTS0137 | TRANSFORMADOR MARCA:POWERTECH AGCDG/PTS0137 AGCDG/PTS0137 | Alcar Chidenguele 1 Lagoa Khicoluene | AGCDG/PTS0137 | GESTÃO - USC DE CHIDENGUELE | Gaza |  | 24º 55.096 | 034° 11.871 | 50 | 33 | 0.4 | 3 | 2014 | POWERTECH | 10828203/01 | 643 | 45 | 602.2767 | 40.7233 | 40723.3333 |  | 42 | 32.15 | 32150 | 610.85 | 2.222% | 13.5744 | 54.2978 | 588.7022
10141103 | PMT | TRANSFORMADOR | AGXX/PTS0283 | TRANSFORMADOR MARCA:POWERTECH AGXX/PTS0283 AGXX/PTS0283 | Tembene | AGXX/PTS0283 | Gaza | Gaza |  | 25º 04.371 | 033º 41.339 | 50 | 33 | 0.4 | 3 | 2014 | POWERTECH | 108328203/12 | 643 | 45 | 602.2767 | 40.7233 | 40723.3333 |  | 42 | 32.15 | 32150 | 610.85 | 2.222% | 13.5744 | 54.2978 | 588.7022
10141103 | PMT | TRANSFORMADOR | AGXX/PTS0156 | TRANSFORMADOR MARCA:TM AGXX/PTS0156 AGXX/PTS0156 | Muhetane | AGXX/PTS0156 | Gaza | Gaza |  | 25° 02.054 | 033° 44.581 | 200 | 33 | 0.4 | 3 | 2014 | TM | 961778 | 991 | 45 | 928.2367 | 62.7633 | 62763.3333 |  | 42 | 49.55 | 49550 | 941.45 | 2.222% | 20.9211 | 83.6844 | 907.3156
10141103 | PMT | TRANSFORMADOR | AGXX/PTS0343 | TRANSFORMADOR MARCA:TM AGXX/PTS0343 AGXX/PTS0343 | Proximo a Mab Auto | AGXX/PTS0343 | Gaza | Gaza |  | 25º 02.060 | 33º 44.099 | 100 | 33 | 0.4 | 3 | 2014 | TM | 961686 | 763 | 45 | 714.6767 | 48.3233 | 48323.3333 |  | 42 | 38.15 | 38150 | 724.85 | 2.222% | 16.1078 | 64.4311 | 698.5689
10141103 | PMT | TRANSFORMADOR | AGXX/PTS0272 | TRANSFORMADOR MARCA:TM AGXX/PTS0272 AGXX/PTS0272 | Bungane Sede | AGXX/PTS0272 | CHIBUTO / MANJACAZE | Gaza |  | 24º 50.756 | 033º 41.368 | 200 | 33 | 0.4 | 3 | 2014 | TM | 920797 | 991 | 45 | 928.2367 | 62.7633 | 62763.3333 |  | 42 | 49.55 | 49550 | 941.45 | 2.222% | 20.9211 | 83.6844 | 907.3156
10141103 | PMT | TRANSFORMADOR | AGCBT/PTS0186 | TRANSFORMADOR MARCA:TM AGCBT/PTS0186 AGCBT/PTS0186 | Mulhavisse | AGCBT/PTS0186 | GESTÃO ZSC DE CHIBUTO | Gaza |  | 24° 46.224 | 033° 41.337 | 100 | 33 | 0.4 | 3 | 2014 | TM | 961718 | 763 | 45 | 714.6767 | 48.3233 | 48323.3333 |  | 42 | 38.15 | 38150 | 724.85 | 2.222% | 16.1078 | 64.4311 | 698.5689
10141103 | PMT | TRANSFORMADOR | AGCBT/PTS0227 | TRANSFORMADOR MARCA:TM AGCBT/PTS0227 AGCBT/PTS0227 | Mukhotuene 2 | AGCBT/PTS0227 | GESTÃO ZSC DE CHIBUTO | Gaza |  | 24° 41.176 | 033° 24.689 | 100 | 33 | 0.4 | 3 | 2014 | TM | 920858 | 763 | 45 | 714.6767 | 48.3233 | 48323.3333 |  | 42 | 38.15 | 38150 | 724.85 | 2.222% | 16.1078 | 64.4311 | 698.5689
10141103 | PMT | TRANSFORMADOR | AGCBT/PTS0270 | TRANSFORMADOR MARCA:TM AGCBT/PTS0270 AGCBT/PTS0270 | Baguidade - Chibuto - Dionisio | AGCBT/PTS0270 | GESTÃO ZSC DE CHIBUTO | Gaza |  | 25º 04.811 | 033º 41.431 | 250 | 33 | 0.4 | 3 | 2014 | TM | 920904 | 991 | 45 | 928.2367 | 62.7633 | 62763.3333 |  | 42 | 49.55 | 49550 | 941.45 | 2.222% | 20.9211 | 83.6844 | 907.3156
10141103 | PMT | TRANSFORMADOR | AGMJC/PTS0231 | TRANSFORMADOR MARCA:TM AGMJC/PTS0231 AGMJC/PTS0231 | 5° Bairro | AGMJC/PTS0231 | GESTÃO - ZSC DE MANJACAZE | Gaza |  | 24° 43.879 | 033° 44.406 | 32 | 33 | 0.4 | 3 | 2014 | TM | 940235 | 643 | 45 | 602.2767 | 40.7233 | 40723.3333 |  | 42 | 32.15 | 32150 | 610.85 | 2.222% | 13.5744 | 54.2978 | 588.7022
10141103 | PMT | TRANSFORMADOR | AGMJC/PTS0242 | TRANSFORMADOR MARCA:TM AGMJC/PTS0242 AGMJC/PTS0242 | Mapandane | AGMJC/PTS0242 | GESTÃO - ZSC DE MANJACAZE | Gaza |  | 24° 42.122 | 033° 54.023 | 50 | 33 | 0.4 | 3 | 2014 | TM | 920850 | 643 | 45 | 602.2767 | 40.7233 | 40723.3333 |  | 42 | 32.15 | 32150 | 610.85 | 2.222% | 13.5744 | 54.2978 | 588.7022
10141103 | PMT | TRANSFORMADOR | AGMJC/PTS0363 | TRANSFORMADOR MARCA:TM AGMJC/PTS0363 AGMJC/PTS0363 | Aldeia Mutlhelene | AGMJC/PTS0363 | GESTÃO - ZSC DE MANJACAZE | Gaza |  | 24º 40.968 | 033º 52.291 | 50 | 33 | 0.4 | 3 | 2014 | TM | 920850 | 643 | 45 | 602.2767 | 40.7233 | 40723.3333 |  | 42 | 32.15 | 32150 | 610.85 | 2.222% | 13.5744 | 54.2978 | 588.7022
10141103 | PMT | TRANSFORMADOR |  | TRANSFORMADOR MARCA:EFACEC PEMBA | AGPMB | PEMBA | PEMBA | Secarp Industrial |  | 12°58.523' | 40° 32.024' | 160 | 11 | 0.4 | 3 | 2014 | EFACEC | L0002208.09 | 572 | 45 | 535.7733 | 36.2267 | 36226.6667 |  | 42 | 28.6 | 28600 | 543.4 | 2.222% | 12.0756 | 48.3022 | 523.6978
10141103 | PMT | TRANSFORMADOR |  | TRANSFORMADOR MARCA:BEST PEMBA | AGPMB | PEMBA | PEMBA | Emulação Socialista |  | 12°37.742' | 40° 30.489' | 160 | 11 | 0.4 | 3 | 2014 | BEST | 45369 | 572 | 45 | 535.7733 | 36.2267 | 36226.6667 |  | 42 | 28.6 | 28600 | 543.4 | 2.222% | 12.0756 | 48.3022 | 523.6978
10141103 | PMT | TRANSFORMADOR |  | TRANSFORMADOR MARCA:ITB PEMBA | AGPMB | PEMBA | PEMBA | ISEC, Hinos |  | 12°57.864' | 40° 30.642' | 315 | 11 | 0.4 | 3 | 2014 | ITB | 101109 | 840 | 45 | 786.8 | 53.2 | 53200 |  | 42 | 42 | 42000 | 798 | 2.222% | 17.7333 | 70.9333 | 769.0667
10141103 | PMT | TRANSFORMADOR |  | TRANSFORMADOR MARCA:EFACEC PEMBA | AGPMB | PEMBA | PEMBA | ADEMO (Novo PT) |  | 12°58.511' | 40° 31.770' | 160 | 11 | 0.4 | 3 | 2014 | EFACEC | ILEGIVEL | 572 | 45 | 535.7733 | 36.2267 | 36226.6667 |  | 42 | 28.6 | 28600 | 543.4 | 2.222% | 12.0756 | 48.3022 | 523.6978
10141103 | PMT | TRANSFORMADOR |  | TRANSFORMADOR MARCA:EFACEC PEMBA | AGPMB | PEMBA | PEMBA | Noviane 2 |  | 12°57.913' | 40° 30.842' | 100 | 33 | 0.4 | 3 | 2014 | EFACEC | K006701 | 763 | 45 | 714.6767 | 48.3233 | 48323.3333 |  | 42 | 38.15 | 38150 | 724.85 | 2.222% | 16.1078 | 64.4311 | 698.5689
10141103 | PMT | TRANSFORMADOR |  | TRANSFORMADOR MARCA:PowerTech PEMBA | AGPMB | PEMBA | PEMBA | Cerramica Veveiro Municipal |  | 12°59.107' | 40° 31.582' | 160 | 33 | 0.4 | 3 | 2014 | PowerTech | 20731301/03 | 991 | 45 | 928.2367 | 62.7633 | 62763.3333 |  | 42 | 49.55 | 49550 | 941.45 | 2.222% | 20.9211 | 83.6844 | 907.3156
10141103 | PMT | TRANSFORMADOR |  | TRANSFORMADOR MARCA:TM PEMBA | AGPMB | PEMBA | PEMBA | Igreja Mesquita |  | 13°00.135' | 40° 31.914v | 100 | 33 | 0.4 | 3 | 2014 | TM | 940306 | 763 | 45 | 714.6767 | 48.3233 | 48323.3333 |  | 42 | 38.15 | 38150 | 724.85 | 2.222% | 16.1078 | 64.4311 | 698.5689
10141103 | PMT | TRANSFORMADOR |  | TRANSFORMADOR MARCA:DPM PEMBA | AGPMB | PEMBA | PEMBA | Armazem de Medicamentos |  | 12°59.379' | 40° 31.849' | 25 | 33 | 0.4 | 3 | 2014 | DPM | 10618401/10 | 643 | 45 | 602.2767 | 40.7233 | 40723.3333 |  | 42 | 32.15 | 32150 | 610.85 | 2.222% | 13.5744 | 54.2978 | 588.7022
10141103 | PMT | TRANSFORMADOR |  | TRANSFORMADOR MARCA:TUSCO TRAFO PEMBA | AGPMB | PEMBA | PEMBA | DPREME Wimbe Expansao |  | 13°00.326' | 40° 32.982' | 200 | 33 | 0.4 | 3 | 2014 | TUSCO TRAFO | 551154 | 991 | 45 | 928.2367 | 62.7633 | 62763.3333 |  | 42 | 49.55 | 49550 | 941.45 | 2.222% | 20.9211 | 83.6844 | 907.3156
10141103 | PMT | TRANSFORMADOR |  | TRANSFORMADOR MARCA:Tanalec PEMBA | AGPMB | PEMBA | PEMBA | Serração Macaloe |  | 13°03.632' | 40° 31.514' | 160 | 33 | 0.4 | 3 | 2014 | Tanalec | T-0105 | 991 | 45 | 928.2367 | 62.7633 | 62763.3333 |  | 42 | 49.55 | 49550 | 941.45 | 2.222% | 20.9211 | 83.6844 | 907.3156
10141103 | PMT | TRANSFORMADOR |  | TRANSFORMADOR MARCA:ITB PEMBA | AGPMB | PEMBA | PEMBA | Electro Muveny |  | 665374 | 8555672 | 160 | 33 | 0.4 | 3 | 2014 | ITB | 256425 | 991 | 45 | 928.2367 | 62.7633 | 62763.3333 |  | 42 | 49.55 | 49550 | 941.45 | 2.222% | 20.9211 | 83.6844 | 907.3156
10141103 | PMT | TRANSFORMADOR |  | TRANSFORMADOR MARCA:Astor PEMBA | AGPMB | PEMBA | PEMBA | Nautilus |  | 12°59.378' | 40° 32.672' | 200 | 33 | 0.4 | 3 | 2014 | Astor | 17-01473 | 991 | 45 | 928.2367 | 62.7633 | 62763.3333 |  | 42 | 49.55 | 49550 | 941.45 | 2.222% | 20.9211 | 83.6844 | 907.3156
10141103 | PMT | TRANSFORMADOR |  | TRANSFORMADOR MARCA:EFACEC PEMBA | AGPMB | PEMBA | PEMBA | Wimbe Expansão |  | 12°59.884' | 40° 33.176' | 250 | 33 | 0.4 | 3 | 2014 | EFACEC | F000437.06 | 991 | 45 | 928.2367 | 62.7633 | 62763.3333 |  | 42 | 49.55 | 49550 | 941.45 | 2.222% | 20.9211 | 83.6844 | 907.3156
10141103 | PMT | TRANSFORMADOR |  | TRANSFORMADOR MARCA:TDM PEMBA | AGPMB | PEMBA | PEMBA | Wimbe Expansão II - Atraz do Registo |  | 12°58.708' | 40° 32.688' | 200 | 33 | 0.4 | 3 | 2014 | TDM | 607239 | 991 | 45 | 928.2367 | 62.7633 | 62763.3333 |  | 42 | 49.55 | 49550 | 941.45 | 2.222% | 20.9211 | 83.6844 | 907.3156
10141103 | PMT | TRANSFORMADOR |  | TRANSFORMADOR MARCA:BEST PEMBA | AGPMB | PEMBA | PEMBA | Wimbe Expansão II |  | 12°58.724' | 40° 33.356' | 160 | 33 | 0.4 | 3 | 2014 | BEST | 46379 | 991 | 45 | 928.2367 | 62.7633 | 62763.3333 |  | 42 | 49.55 | 49550 | 941.45 | 2.222% | 20.9211 | 83.6844 | 907.3156
10141103 | PMT | TRANSFORMADOR |  | TRANSFORMADOR MARCA:ITB PEMBA | AGPMB | PEMBA | PEMBA | Wimbe Expansão III - Aviario |  | 12°58.100' | 40° 33.254 | 160 | 33 | 0.4 | 3 | 2014 | ITB | ILEGIVEL | 991 | 45 | 928.2367 | 62.7633 | 62763.3333 |  | 42 | 49.55 | 49550 | 941.45 | 2.222% | 20.9211 | 83.6844 | 907.3156
10141103 | PMT | TRANSFORMADOR |  | TRANSFORMADOR MARCA:PowerTech PEMBA | AGPMB | PEMBA | PEMBA | Wimbe Expansão III - Faculdade |  | 12°58.685' | 40° 32.891' | 250 | 33 | 0.4 | 3 | 2014 | PowerTech | 20724303/03 | 991 | 45 | 928.2367 | 62.7633 | 62763.3333 |  | 42 | 49.55 | 49550 | 941.45 | 2.222% | 20.9211 | 83.6844 | 907.3156
10141103 | PMT | TRANSFORMADOR |  | TRANSFORMADOR MARCA:TDM PEMBA | AGPMB | PEMBA | PEMBA | Wimbe Bairro |  | 12°57.978' | 40° 33.850' | 315 | 33 | 0.4 | 3 | 2014 | TDM | 920967 | 1039 | 45 | 973.1967 | 65.8033 | 65803.3333 |  | 42 | 51.95 | 51950 | 987.05 | 2.222% | 21.9344 | 87.7378 | 951.2622
10141103 | PMT | TRANSFORMADOR |  | TRANSFORMADOR MARCA:BEST PEMBA | AGPMB | PEMBA | PEMBA | Nanhimbe Bairro |  | 12°57.913' | 40° 34.151 | 160 | 33 | 0.4 | 3 | 2014 | BEST | 46357 | 991 | 45 | 928.2367 | 62.7633 | 62763.3333 |  | 42 | 49.55 | 49550 | 941.45 | 2.222% | 20.9211 | 83.6844 | 907.3156
10141103 | PMT | TRANSFORMADOR |  | TRANSFORMADOR MARCA:DPM PEMBA | AGPMB | PEMBA | PEMBA | Kaury |  | 12°57.730' | 40° 34.413 | 400 | 33 | 0.4 | 3 | 2014 | DPM | 50110402 | 1039 | 45 | 973.1967 | 65.8033 | 65803.3333 |  | 42 | 51.95 | 51950 | 987.05 | 2.222% | 21.9344 | 87.7378 | 951.2622
10141103 | PMT | TRANSFORMADOR |  | TRANSFORMADOR MARCA:EFACEC PEMBA | AGPMB | PEMBA | PEMBA | Osman Yacob - Maringanha |  | 12°59.125' | 40° 33.518 | 160 | 33 | 0.4 | 3 | 2014 | EFACEC | L000320.06 | 991 | 45 | 928.2367 | 62.7633 | 62763.3333 |  | 42 | 49.55 | 49550 | 941.45 | 2.222% | 20.9211 | 83.6844 | 907.3156
10141103 | PMT | TRANSFORMADOR |  | TRANSFORMADOR MARCA:TUSCO TRAFO PEMBA | AGPMB | PEMBA | PEMBA | Leasengang |  | 12°58.961' | 40° 33.765' | 100 | 33 | 0.4 | 3 | 2014 | TUSCO TRAFO | 551078 | 763 | 45 | 714.6767 | 48.3233 | 48323.3333 |  | 42 | 38.15 | 38150 | 724.85 | 2.222% | 16.1078 | 64.4311 | 698.5689
10141103 | PMT | TRANSFORMADOR |  | TRANSFORMADOR MARCA:Fuji Tusco PEMBA | AGPMB | PEMBA | PEMBA | Nanhimbe Bairro (EDAP) |  | 12°59.118' | 40° 33.67' | 100 | 33 | 0.4 | 3 | 2014 | Fuji Tusco | 59137 | 763 | 45 | 714.6767 | 48.3233 | 48323.3333 |  | 42 | 38.15 | 38150 | 724.85 | 2.222% | 16.1078 | 64.4311 | 698.5689
10141103 | PMT | TRANSFORMADOR |  | TRANSFORMADOR MARCA:TDM PEMBA | AGPMB | PEMBA | PEMBA | Unilurio |  | 13°00.614' | 40° 34.489' | 160 | 33 | 0.4 | 3 | 2014 | TDM | 605957 | 991 | 45 | 928.2367 | 62.7633 | 62763.3333 |  | 42 | 49.55 | 49550 | 941.45 | 2.222% | 20.9211 | 83.6844 | 907.3156
10141103 | PMT | TRANSFORMADOR |  | TRANSFORMADOR MARCA:TDM PEMBA | AGPMB | PEMBA | PEMBA | Chuiba Bairro |  | 13°02.037' | 40° 33.601' | 100 | 33 | 0.4 | 3 | 2014 | TDM | 139578 | 763 | 45 | 714.6767 | 48.3233 | 48323.3333 |  | 42 | 38.15 | 38150 | 724.85 | 2.222% | 16.1078 | 64.4311 | 698.5689
10141103 | PMT | TRANSFORMADOR |  | TRANSFORMADOR MARCA:TUSCO TRAFO MONTEPUEZ | ZSCMP | MONTEPUEZ | MONTEPUEZ | Nhussi |  | 13006’48,4” | 38051’51,4” | 100 | 33 | 0.4 | 3 | 2014 | TUSCO TRAFO | 551146 | 763 | 45 | 714.6767 | 48.3233 | 48323.3333 |  | 42 | 38.15 | 38150 | 724.85 | 2.222% | 16.1078 | 64.4311 | 698.5689
10141103 | PMT | TRANSFORMADOR |  | TRANSFORMADOR MARCA:TUSCO TRAFO MONTEPUEZ | ZSCMP | MONTEPUEZ | MONTEPUEZ | Namanhumbir estrada |  | 13002’12,8” | 39016’48,7” | 160 | 33 | 0.4 | 3 | 2014 | TUSCO TRAFO | 496325 | 991 | 45 | 928.2367 | 62.7633 | 62763.3333 |  | 42 | 49.55 | 49550 | 941.45 | 2.222% | 20.9211 | 83.6844 | 907.3156
10141103 | PMT | TRANSFORMADOR |  | TRANSFORMADOR MARCA:POWERTECH MONTEPUEZ | ZSCMP | MONTEPUEZ | MONTEPUEZ | Nanhupo Escola |  | 12059’43,6” | 39019’22,0” | 250 | 33 | 0.4 | 3 | 2014 | POWERTECH | 20839301/04 | 991 | 45 | 928.2367 | 62.7633 | 62763.3333 |  | 42 | 49.55 | 49550 | 941.45 | 2.222% | 20.9211 | 83.6844 | 907.3156
10141103 | PMT | TRANSFORMADOR |  | TRANSFORMADOR MARCA:TM MONTEPUEZ | USMUD | MONTEPUEZ | Mueda | CIMENTO ZONA MILITAR |  | 11°40'22.288 | 39°33'39.4164 | 250 | 33 | 0.4 | 3 | 2014 | TM | 815556 | 991 | 45 | 928.2367 | 62.7633 | 62763.3333 |  | 42 | 49.55 | 49550 | 941.45 | 2.222% | 20.9211 | 83.6844 | 907.3156
10141103 | PMT | TRANSFORMADOR |  | TRANSFORMADOR MARCA:SABS MONTEPUEZ | USMUD | MONTEPUEZ | Mueda | MAIMIO PERTO DE ESCRITORIO DAS AGUAS |  | S11.66085 | E39.55046 | 250 | 33 | 0.4 | 3 | 2014 | SABS | 20954202/03 | 991 | 45 | 928.2367 | 62.7633 | 62763.3333 |  | 42 | 49.55 | 49550 | 941.45 | 2.222% | 20.9211 | 83.6844 | 907.3156
10141103 | PMT | TRANSFORMADOR |  | TRANSFORMADOR MARCA:POWERTECH MONTEPUEZ | USMUD | MONTEPUEZ | Mueda | MPEME NA IGREJA |  | S11.59068 | E39.67377 | 100 | 33 | 0.4 | 3 | 2014 | POWERTECH | 10839204/03 | 763 | 45 | 714.6767 | 48.3233 | 48323.3333 |  | 42 | 38.15 | 38150 | 724.85 | 2.222% | 16.1078 | 64.4311 | 698.5689
10141103 | PMT | TRANSFORMADOR |  | TRANSFORMADOR MARCA:TUSCO TRAFO MACOMIA | USMLC | MACOMIA | Meluco | Zona dos Antigos Combatentes |  | 12°32.435' | 39°37.560' | 100 | 33 | 0.4 | 3 | 2014 | TUSCO TRAFO | 537081 | 763 | 45 | 714.6767 | 48.3233 | 48323.3333 |  | 42 | 38.15 | 38150 | 724.85 | 2.222% | 16.1078 | 64.4311 | 698.5689
10141103 | PMT | TRANSFORMADOR |  | TRANSFORMADOR MARCA:TM METORO | AGCUR | METORO | Chiure | 4 Caminho |  | S13.37970 | E39.79035 | 200 | 33 | 0.4 | 3 | 2014 | TM | 923140 | 991 | 45 | 928.2367 | 62.7633 | 62763.3333 |  | 42 | 49.55 | 49550 | 941.45 | 2.222% | 20.9211 | 83.6844 | 907.3156
10141103 | PMT | TRANSFORMADOR |  | TRANSFORMADOR MARCA:EFACEC METORO | AGCUR | METORO | Chiure | Mercado Copuata |  | S13.37959 | E39.78188 | 160 | 33 | 0.4 | 3 | 2014 | EFACEC | F-00043710 | 991 | 45 | 928.2367 | 62.7633 | 62763.3333 |  | 42 | 49.55 | 49550 | 941.45 | 2.222% | 20.9211 | 83.6844 | 907.3156
10141103 | PMT | TRANSFORMADOR |  | TRANSFORMADOR MARCA:TUSCO TRAFO METORO | AGCUR | METORO | Chiure | Escola Secundaria de Ncuerete |  | 13°21'39,1 | 39°46'40,7 | 50 | 33 | 0.4 | 3 | 2014 | TUSCO TRAFO | 496304 | 643 | 45 | 602.2767 | 40.7233 | 40723.3333 |  | 42 | 32.15 | 32150 | 610.85 | 2.222% | 13.5744 | 54.2978 | 588.7022
10141103 | PMT | TRANSFORMADOR |  | TRANSFORMADOR MARCA:TM METORO | AGCUR | METORO | Chiure | Rio Lurio |  | 591483 | 8488007 | 25 | 33 | 0.4 | 3 | 2014 | TM | 920839 | 643 | 45 | 602.2767 | 40.7233 | 40723.3333 |  | 42 | 32.15 | 32150 | 610.85 | 2.222% | 13.5744 | 54.2978 | 588.7022
10141103 | PMT | TRANSFORMADOR |  | TRANSFORMADOR MARCA:TUSCO TRAFO METORO | AGCUR | METORO | Chiure | Katupa |  | 12°38’32.81784” | 39°50’35.33028” | 50 | 33 | 0.4 | 3 | 2014 | TUSCO TRAFO | 537074 | 643 | 45 | 602.2767 | 40.7233 | 40723.3333 |  | 42 | 32.15 | 32150 | 610.85 | 2.222% | 13.5744 | 54.2978 | 588.7022
10141103 | PMT | TRANSFORMADOR | PTS1049 | TRANSFORMADOR MARCA:MARSONS LICHINGA PTS1049 |  | LICHINGA | LICHINGA | Bairro Aeroporto |  | S13 16.324 | E35 17.319 | 50 | 11KV | 400V | 3 | 2014 | MARSONS | 80975 | 381 | 45 | 356.87 | 24.13 | 24130 |  | 42 | 19.05 | 19050 | 361.95 | 2.222% | 8.0433 | 32.1733 | 348.8267
10141103 | PMT | TRANSFORMADOR | PTS1050 | TRANSFORMADOR MARCA:MARSONS LICHINGA PTS1050 |  | LICHINGA | LICHINGA | Povoado Machomane |  | S13 18.817 | E35 17.320 | 100 | 33KV | 400V | 3 | 2014 | MARSONS | 80911 | 763 | 45 | 714.6767 | 48.3233 | 48323.3333 |  | 42 | 38.15 | 38150 | 724.85 | 2.222% | 16.1078 | 64.4311 | 698.5689
10141103 | PMT | TRANSFORMADOR | PTS1051 | TRANSFORMADOR MARCA:MARSONS LICHINGA PTS1051 |  | LICHINGA | LICHINGA | Povoado Naconda |  | S13 20.733 | E35 17.321 | 50 | 33KV | 400V | 3 | 2014 | MARSONS | 80805 | 643 | 45 | 602.2767 | 40.7233 | 40723.3333 |  | 42 | 32.15 | 32150 | 610.85 | 2.222% | 13.5744 | 54.2978 | 588.7022
10141103 | PMT | TRANSFORMADOR | EG PTS4002 | TRANSFORMADOR MARCA:TDT LICHINGA EG PTS4002 |  | LICHINGA | MANDIMBA | Em frenta à Loja e Bomba de combustivel |  | S14 21.211 | E35 17.427 | 250 | 33KV | 400V | 3 | 2014 | TDT | 1307047 | 991 | 45 | 928.2367 | 62.7633 | 62763.3333 |  | 42 | 49.55 | 49550 | 941.45 | 2.222% | 20.9211 | 83.6844 | 907.3156
10141103 | PMT | TRANSFORMADOR | EG PTS4003 | TRANSFORMADOR MARCA:O.N.A.N LICHINGA EG PTS4003 |  | LICHINGA | MANDIMBA | Hospital |  | S14 21.220 | E35 17.428 | 250 | 33KV | 400V | 3 | 2014 | O.N.A.N | 10657401/22 | 991 | 45 | 928.2367 | 62.7633 | 62763.3333 |  | 42 | 49.55 | 49550 | 941.45 | 2.222% | 20.9211 | 83.6844 | 907.3156
10141103 | PMT | TRANSFORMADOR | EG PTS4004 | TRANSFORMADOR MARCA:TDT LICHINGA EG PTS4004 |  | LICHINGA | MANDIMBA | Barreira |  | S14 22.117 | E35 17.429 | 32 | 33KV | 400V | 3 | 2014 | TDT | 1307045 | 643 | 45 | 602.2767 | 40.7233 | 40723.3333 |  | 42 | 32.15 | 32150 | 610.85 | 2.222% | 13.5744 | 54.2978 | 588.7022
10141103 | PMT | TRANSFORMADOR | EG PTS4005 | TRANSFORMADOR MARCA:TDT LICHINGA EG PTS4005 |  | LICHINGA | MANDIMBA | Chanica |  | S14 20.941 | E35 17.430 | 50 | 33KV | 400V | 3 | 2014 | TDT | 1306102 | 643 | 45 | 602.2767 | 40.7233 | 40723.3333 |  | 42 | 32.15 | 32150 | 610.85 | 2.222% | 13.5744 | 54.2978 | 588.7022
10141103 | PMT | TRANSFORMADOR | EG PTS4006 | TRANSFORMADOR MARCA:NORMAN LICHINGA EG PTS4006 |  | LICHINGA | MANDIMBA | Bar Romão Proximo a Ponte |  | S14 21.782 | E35 17.431 | 250 | 33KV | 400V | 3 | 2014 | NORMAN | 778768 | 991 | 45 | 928.2367 | 62.7633 | 62763.3333 |  | 42 | 49.55 | 49550 | 941.45 | 2.222% | 20.9211 | 83.6844 | 907.3156
10141103 | PMT | TRANSFORMADOR | EG PTS4008 | TRANSFORMADOR MARCA:BETA LICHINGA EG PTS4008 |  | LICHINGA | MANDIMBA | Escola Ngame |  | S14 21.108 | E35 17.432 | 200 | 33KV | 400V | 3 | 2014 | BETA | 21311247 | 991 | 45 | 928.2367 | 62.7633 | 62763.3333 |  | 42 | 49.55 | 49550 | 941.45 | 2.222% | 20.9211 | 83.6844 | 907.3156
10141103 | PMT | TRANSFORMADOR | EG PTS4009 | TRANSFORMADOR MARCA:ZENT LICHINGA EG PTS4009 |  | LICHINGA | MANDIMBA | Ntembo - Luelele |  | S14 08.712 | E35 17.433 | 50 | 33KV | 400V | 3 | 2014 | ZENT | 471056 | 643 | 45 | 602.2767 | 40.7233 | 40723.3333 |  | 42 | 32.15 | 32150 | 610.85 | 2.222% | 13.5744 | 54.2978 | 588.7022
10141103 | PMT | TRANSFORMADOR | EG PTS4010 | TRANSFORMADOR MARCA:TDT LICHINGA EG PTS4010 |  | LICHINGA | MANDIMBA | Mazindaula |  | S14 19.815 | E35 17.434 | 160 | 33KV | 400V | 3 | 2014 | TDT | 17/01498 | 991 | 45 | 928.2367 | 62.7633 | 62763.3333 |  | 42 | 49.55 | 49550 | 941.45 | 2.222% | 20.9211 | 83.6844 | 907.3156
10141103 | PMT | TRANSFORMADOR | EG PTS13000 | TRANSFORMADOR MARCA:NORMAN LICHINGA EG PTS13000 |  | LICHINGA | MANDIMBA | Massangulo Bombas de Combústivel |  | S13 54.274 | E35 17.435 | 100 | 33KV | 400V | 3 | 2014 | NORMAN | 605665 | 763 | 45 | 714.6767 | 48.3233 | 48323.3333 |  | 42 | 38.15 | 38150 | 724.85 | 2.222% | 16.1078 | 64.4311 | 698.5689
10141103 | PMT | TRANSFORMADOR | EG PTS13001 | TRANSFORMADOR MARCA:MARSON LICHINGA EG PTS13001 |  | LICHINGA | MANDIMBA | Mazindaula |  | S14 02.888 | E35 17.436 | 50 | 33KV | 400V | 3 | 2014 | MARSON | 80570 | 643 | 45 | 602.2767 | 40.7233 | 40723.3333 |  | 42 | 32.15 | 32150 | 610.85 | 2.222% | 13.5744 | 54.2978 | 588.7022
10141103 | PMT | TRANSFORMADOR | EG PTS13002 | TRANSFORMADOR MARCA:Trasf. De Moc LICHINGA EG PTS13002 |  | LICHINGA | MANDIMBA | Massangulo Vila |  | S13 54.282 | E35 17.437 | 200 | 33KV | 400V | 3 | 2014 | Trasf. De Moc | 979610 | 991 | 45 | 928.2367 | 62.7633 | 62763.3333 |  | 42 | 49.55 | 49550 | 941.45 | 2.222% | 20.9211 | 83.6844 | 907.3156
10141103 | PMT | TRANSFORMADOR | EG PTS13003 | TRANSFORMADOR MARCA:Trasf. De Moc LICHINGA EG PTS13003 |  | LICHINGA | MANDIMBA | Massangulo Em frente a EDM USC |  | S13 53.570 | E35 17.438 | 50 | 33KV | 400V | 3 | 2014 | Trasf. De Moc | 567330 | 643 | 45 | 602.2767 | 40.7233 | 40723.3333 |  | 42 | 32.15 | 32150 | 610.85 | 2.222% | 13.5744 | 54.2978 | 588.7022
10141103 | PMT | TRANSFORMADOR | EG PTS13004 | TRANSFORMADOR MARCA:MARSON LICHINGA EG PTS13004 |  | LICHINGA | MANDIMBA | Massangulo Mitamba |  | S13 52.922 | E35 17.439 | 50 | 33KV | 400V | 3 | 2014 | MARSON | 80880 | 643 | 45 | 602.2767 | 40.7233 | 40723.3333 |  | 42 | 32.15 | 32150 | 610.85 | 2.222% | 13.5744 | 54.2978 | 588.7022
10141103 | PMT | TRANSFORMADOR | EG PTS13005 | TRANSFORMADOR MARCA:Trasf. De Moc LICHINGA EG PTS13005 |  | LICHINGA | MANDIMBA | Capeia |  | S13 52.481 | E35 17.440 | 50 | 33KV | 400V | 3 | 2014 | Trasf. De Moc | 967359 | 643 | 45 | 602.2767 | 40.7233 | 40723.3333 |  | 42 | 32.15 | 32150 | 610.85 | 2.222% | 13.5744 | 54.2978 | 588.7022
10141103 | PMT | TRANSFORMADOR | EG PTS13006 | TRANSFORMADOR MARCA:MARSON LICHINGA EG PTS13006 |  | LICHINGA | MANDIMBA | Magica |  | S13 45.438 | E35 17.441 | 100 | 33KV | 400V | 3 | 2014 | MARSON | 80915 | 763 | 45 | 714.6767 | 48.3233 | 48323.3333 |  | 42 | 38.15 | 38150 | 724.85 | 2.222% | 16.1078 | 64.4311 | 698.5689
10141103 | PMT | TRANSFORMADOR | EG PTS13007 | TRANSFORMADOR MARCA:BETA LICHINGA EG PTS13007 |  | LICHINGA | MANDIMBA | Ngauma |  | S13 50.792 | E35 17.442 | 100 | 33KV | 400V | 3 | 2014 | BETA | 21311241 | 763 | 45 | 714.6767 | 48.3233 | 48323.3333 |  | 42 | 38.15 | 38150 | 724.85 | 2.222% | 16.1078 | 64.4311 | 698.5689
10141103 | PMT | TRANSFORMADOR | PTS 24 | TRANSFORMADOR MARCA:TRANSF.DE MOҪ CUAMBA PTS 24 |  | CUAMBA | CUAMBA | MUCUAPA BAIRRO MEDIA |  | 14º 48' 6.289" S | -36º -35' -39.014" W | 32 | 33KV | 400V | 3 | 2014 | TRANSF.DE MOҪ | 136201 | 643 | 45 | 602.2767 | 40.7233 | 40723.3333 |  | 42 | 32.15 | 32150 | 610.85 | 2.222% | 13.5744 | 54.2978 | 588.7022
10141103 | PMT | TRANSFORMADOR | PTS 46 | TRANSFORMADOR MARCA:TRANSF.DE MOҪ CUAMBA PTS 46 |  | CUAMBA | CUAMBA | JOAO (PROXIMO CIMITERIO) |  | 14º 49' 10.438" S | -36º -30' -37.457" W | 50 | 33KV | 400V | 3 | 2014 | TRANSF.DE MOҪ | 895437 | 643 | 45 | 602.2767 | 40.7233 | 40723.3333 |  | 42 | 32.15 | 32150 | 610.85 | 2.222% | 13.5744 | 54.2978 | 588.7022
10141103 | PMT | TRANSFORMADOR | PTS 65 | TRANSFORMADOR MARCA:FUJI ELECTRIC CUAMBA PTS 65 |  | CUAMBA | CUAMBA | CHILICO MATA FOME |  | 14º 45' 47.405" S | -36º -35' -1.038" W | 50 | 33KV | 400V | 3 | 2014 | FUJI ELECTRIC | 967360 | 643 | 45 | 602.2767 | 40.7233 | 40723.3333 |  | 42 | 32.15 | 32150 | 610.85 | 2.222% | 13.5744 | 54.2978 | 588.7022
10141103 | PMT | TRANSFORMADOR | PTS 67 | TRANSFORMADOR MARCA:FUJI ELECTRIC CUAMBA PTS 67 |  | CUAMBA | CUAMBA | MITUCUE IGREJA |  | 14º 43' 50.514" S | -36º -37' -50.76" W | 100 | 33KV | 400V | 3 | 2014 | FUJI ELECTRIC | 11325FE | 763 | 45 | 714.6767 | 48.3233 | 48323.3333 |  | 42 | 38.15 | 38150 | 724.85 | 2.222% | 16.1078 | 64.4311 | 698.5689
10141103 | PMT | TRANSFORMADOR | PTS 74 | TRANSFORMADOR MARCA:TUSCO TRAFC CUAMBA PTS 74 |  | CUAMBA | CUAMBA | LURIO BAIRRO |  | 14º 47' 26.338" S | -36º -51' -13.606" W | 50 | 33KV | 400V | 3 | 2014 | TUSCO TRAFC | 11325T4 | 643 | 45 | 602.2767 | 40.7233 | 40723.3333 |  | 42 | 32.15 | 32150 | 610.85 | 2.222% | 13.5744 | 54.2978 | 588.7022
10141103 | PMT | TRANSFORMADOR | 69 | TRANSFORMADOR MARCA:DPM NACALA 69 |  | NACALA | Nacala-Porto | Ampalue |  | 14°43.312 | 40°40.491 | 32 | 33KV | 400V | 3 | 2014 | DPM | 10502201/01 | 643 | 45 | 602.2767 | 40.7233 | 40723.3333 |  | 42 | 32.15 | 32150 | 610.85 | 2.222% | 13.5744 | 54.2978 | 588.7022
10141103 | PMT | TRANSFORMADOR | 70 | TRANSFORMADOR MARCA:EFACEC NACALA 70 |  | NACALA | Nacala-Porto | Hospital da Ceta |  | 14°32.460 | 40°42.300 | 200 | 33KV | 400V | 3 | 2014 | EFACEC | K008784.08 | 991 | 45 | 928.2367 | 62.7633 | 62763.3333 |  | 42 | 49.55 | 49550 | 941.45 | 2.222% | 20.9211 | 83.6844 | 907.3156
10141103 | PMT | TRANSFORMADOR | 71 | TRANSFORMADOR MARCA:ACTON NACALA 71 |  | NACALA | Nacala-Porto | Aeroporto |  | 14°29.617 | 40°41.578 | 100 | 33KV | 400V | 3 | 2014 | ACTON | 351901620 | 763 | 45 | 714.6767 | 48.3233 | 48323.3333 |  | 42 | 38.15 | 38150 | 724.85 | 2.222% | 16.1078 | 64.4311 | 698.5689
10141103 | PMT | TRANSFORMADOR | 72 | TRANSFORMADOR MARCA:TM NACALA 72 |  | NACALA | Nacala-Porto | Namissica |  | 14°43.618 | 40°41.419 | 32 | 33KV | 400V | 3 | 2014 | TM | 892487 | 643 | 45 | 602.2767 | 40.7233 | 40723.3333 |  | 42 | 32.15 | 32150 | 610.85 | 2.222% | 13.5744 | 54.2978 | 588.7022
10141103 | PMT | TRANSFORMADOR | 73 | TRANSFORMADOR MARCA:POWERTECH NACALA 73 |  | NACALA | Nacala-Porto | Na curva p/ Picolé |  | 14°32.514 | 40°40.502 | 315 | 33KV | 400V | 3 | 2014 | POWERTECH | 20838802/01 | 1039 | 45 | 973.1967 | 65.8033 | 65803.3333 |  | 42 | 51.95 | 51950 | 987.05 | 2.222% | 21.9344 | 87.7378 | 951.2622
10141103 | PMT | TRANSFORMADOR |  | TRANSFORMADOR MARCA:ITB PTS 216 |  | PTS 216 | NICODALA |  |  | S17 35 36.88 | E036 48 47.32 | 315 | 11 | 0,4 | 3 | 2014 | ITB |  | 840 | 45 | 786.8 | 53.2 | 53200 |  | 42 | 42 | 42000 | 798 | 2.222% | 17.7333 | 70.9333 | 769.0667
10141103 | PMT | TRANSFORMADOR | PTS 404 | TRANSFORMADOR MARCA:TRFR DE MOZ CHIMURA PTS 404 |  | CHIMURA | MOPIA | MARKE |  | 17°58'42.45" | 35°42'51.747" | 160 | 33KV | 400V | 3 | 2014 | TRFR DE MOZ |  | 991 | 45 | 928.2367 | 62.7633 | 62763.3333 |  | 42 | 49.55 | 49550 | 941.45 | 2.222% | 20.9211 | 83.6844 | 907.3156
10141103 | PMT | TRANSFORMADOR | PTS 307 | TRANSFORMADOR MARCA:TRFR DE MOZ CHIMURA PTS 307 |  | CHIMURA | MARRUMBALA | AERPORTO |  | 17°20'12.810" | 35°34'56.522" | 100 | 33KV | 400V | 3 | 2014 | TRFR DE MOZ |  | 763 | 45 | 714.6767 | 48.3233 | 48323.3333 |  | 42 | 38.15 | 38150 | 724.85 | 2.222% | 16.1078 | 64.4311 | 698.5689
10141103 | PMT | TRANSFORMADOR | PTS 11 | TRANSFORMADOR MARCA:Tranformerdores de Mozambique Inhambane PTS 11 |  | Inhambane | Inhambane |  |  | 35,40499 | -23,87638 | 160 | 33 | 0.4 | 3Φ | 2014 | Tranformerdores de Mozambique | 920776 | 991 | 45 | 928.2367 | 62.7633 | 62763.3333 |  | 42 | 49.55 | 49550 | 941.45 | 2.222% | 20.9211 | 83.6844 | 907.3156
10141103 | PMT | TRANSFORMADOR | PTS 33 | TRANSFORMADOR MARCA:Tranformerdores de Mozambique Inhambane PTS 33 |  | Inhambane | Inhambane |  |  | 35,42262 | -23,88031 | 160 | 33 | 0.4 | 3Φ | 2014 | Tranformerdores de Mozambique | 961766 | 991 | 45 | 928.2367 | 62.7633 | 62763.3333 |  | 42 | 49.55 | 49550 | 941.45 | 2.222% | 20.9211 | 83.6844 | 907.3156
10141103 | PMT | TRANSFORMADOR | No Label | TRANSFORMADOR MARCA:Fuji Tusco Co. Inhambane No Label |  | Inhambane | Inhambane |  |  |  | -23,84574 | 100 | 33 | 0.4 | 3Φ | 2014 | Fuji Tusco Co. | 571316 | 763 | 45 | 714.6767 | 48.3233 | 48323.3333 |  | 42 | 38.15 | 38150 | 724.85 | 2.222% | 16.1078 | 64.4311 | 698.5689
10141103 | PMT | TRANSFORMADOR | PTS 18 | TRANSFORMADOR MARCA:Tranformerdores de Mozambique Inhambane PTS 18 |  | Inhambane | Inhambane |  |  | 35,52740 | -23,85518 | 100 | 33 | 0.4 | 3Φ | 2014 | Tranformerdores de Mozambique | 920862 | 763 | 45 | 714.6767 | 48.3233 | 48323.3333 |  | 42 | 38.15 | 38150 | 724.85 | 2.222% | 16.1078 | 64.4311 | 698.5689
10141103 | PMT | TRANSFORMADOR | PTS 42 | TRANSFORMADOR MARCA:Powertech PTS 42 PTS 42 |  | PTS 42 | BOANE |  |  | 32,39680 | -25,02306 | 250 | 33 | 0.4 | 3Φ | 2014 | Powertech | 20831302/04 | 991 | 45 | 928.2367 | 62.7633 | 62763.3333 |  | 42 | 49.55 | 49550 | 941.45 | 2.222% | 20.9211 | 83.6844 | 907.3156
10141103 | PMT | TRANSFORMADOR | PTS 832 | TRANSFORMADOR MARCA:Tranformerdores de Mozambique PTS 832 PTS 832 |  | PTS 832 | BOANE |  |  | 32,40962 | -25,99684 | 200 | 33 | 0.4 | 3Φ | 2014 | Tranformerdores de Mozambique | 961774 | 991 | 45 | 928.2367 | 62.7633 | 62763.3333 |  | 42 | 49.55 | 49550 | 941.45 | 2.222% | 20.9211 | 83.6844 | 907.3156
10141103 | PMT | TRANSFORMADOR | PTS 40 | TRANSFORMADOR MARCA:Megatron PTS 40 PTS 40 |  | PTS 40 | BOANE |  |  | 32,39353 | -25,01598 | 160 | 33 | 0.4 | 3Φ | 2014 | Megatron | MF160133-021 | 991 | 45 | 928.2367 | 62.7633 | 62763.3333 |  | 42 | 49.55 | 49550 | 941.45 | 2.222% | 20.9211 | 83.6844 | 907.3156
10141103 | PMT | TRANSFORMADOR | PTS 485 | TRANSFORMADOR MARCA:Free State Transformers PTS 485 PTS 485 |  | PTS 485 | BOANE |  |  | 32,38986 | -25,00920 | 200 | 33 | 0.4 | 3Φ | 2014 | Free State Transformers | TB1410071 | 991 | 45 | 928.2367 | 62.7633 | 62763.3333 |  | 42 | 49.55 | 49550 | 941.45 | 2.222% | 20.9211 | 83.6844 | 907.3156
10141103 | PMT | TRANSFORMADOR | PTS 43 | TRANSFORMADOR MARCA:Powertech PTS 43 PTS 43 |  | PTS 43 | BOANE |  |  | 32,39492 | -25,01130 | 250 | 33 | 0.4 | 3Φ | 2014 | Powertech | 20728103/02 | 991 | 45 | 928.2367 | 62.7633 | 62763.3333 |  | 42 | 49.55 | 49550 | 941.45 | 2.222% | 20.9211 | 83.6844 | 907.3156
10141103 | PMT | TRANSFORMADOR | PT 336R | TRANSFORMADOR MARCA:Transformadores de Mocambique PT 336R PT 336R |  | PT 336R | Zintava |  |  | 32.655719 | -25.770534 | 200 | 33 | 0.4 | 3Ø | 2014 | Transformadores de Mocambique | 261776 | 991 | 45 | 928.2367 | 62.7633 | 62763.3333 |  | 42 | 49.55 | 49550 | 941.45 | 2.222% | 20.9211 | 83.6844 | 907.3156
10141103 | PMT | TRANSFORMADOR | PT 340R | TRANSFORMADOR MARCA:Oil Immersed Distribution Transformers PT 340R PT 340R |  | PT 340R | Mapulango |  |  | 32.642836 | -25.737226 | 100 | 33 | 0.4 | 3Ø | 2014 | Oil Immersed Distribution Transformers | 114100017 | 763 | 45 | 714.6767 | 48.3233 | 48323.3333 |  | 42 | 38.15 | 38150 | 724.85 | 2.222% | 16.1078 | 64.4311 | 698.5689
10141103 | PMT | TRANSFORMADOR | PT 91R | TRANSFORMADOR MARCA:Transformadores de Mocambique PT 91R PT 91R |  | PT 91R | Matalane |  |  | 32.658870 | -25.673265 | 315 | 33 | 0.4 | 3Ø | 2014 | Transformadores de Mocambique | 923147 | 1039 | 45 | 973.1967 | 65.8033 | 65803.3333 |  | 42 | 51.95 | 51950 | 987.05 | 2.222% | 21.9344 | 87.7378 | 951.2622
10141103 | PMT | TRANSFORMADOR | PT 402R | TRANSFORMADOR MARCA:Oil Immersed Distribution Transformers PT 402R PT 402R |  | PT 402R | MAPUTO |  |  | 32.678113 | -25.645497 | 100 | 33 | 0.4 | 3Ø | 2014 | Oil Immersed Distribution Transformers | 114100011 | 763 | 45 | 714.6767 | 48.3233 | 48323.3333 |  | 42 | 38.15 | 38150 | 724.85 | 2.222% | 16.1078 | 64.4311 | 698.5689
10141103 | PMT | TRANSFORMADOR | PT 390R | TRANSFORMADOR MARCA:" PT 390R PT 390R |  | PT 390R | Bobole |  |  | 32.673134 | -25.594182 | 100 | 33 | 0.4 | 3Ø | 2014 | " | 114100012 | 763 | 45 | 714.6767 | 48.3233 | 48323.3333 |  | 42 | 38.15 | 38150 | 724.85 | 2.222% | 16.1078 | 64.4311 | 698.5689
10141103 | PMT | TRANSFORMADOR | PT 77R | TRANSFORMADOR MARCA:Transformadores de Mocambique PT 77R PT 77R |  | PT 77R | Zimpeto |  |  | 32.576866 | -25.833792 | 500 | 33 | 0.4 | 3Ø | 2014 | Transformadores de Mocambique | 920931 | 1200 | 45 | 1124 | 76 | 76000 |  | 42 | 60 | 60000 | 1140 | 2.222% | 25.3333 | 101.3333 | 1098.6667
10141103 | PMT | TRANSFORMADOR | PT 333R | TRANSFORMADOR MARCA:Transformadores de Mocambique PT 333R PT 333R |  | PT 333R | Magoanine C |  |  | 32.585786 | -25.846626 | 315 | 33 | 0.4 | 3Ø | 2014 | Transformadores de Mocambique | 923145 | 1039 | 45 | 973.1967 | 65.8033 | 65803.3333 |  | 42 | 51.95 | 51950 | 987.05 | 2.222% | 21.9344 | 87.7378 | 951.2622
10141103 | PMT | TRANSFORMADOR | PT 234R | TRANSFORMADOR MARCA:Transformadores de Mocambique PT 234R PT 234R |  | PT 234R | Magoanine B |  |  | 32.608833 | -25.854670 | 315 | 33 | 0.4 | 3Ø | 2014 | Transformadores de Mocambique | 920824 | 1039 | 45 | 973.1967 | 65.8033 | 65803.3333 |  | 42 | 51.95 | 51950 | 987.05 | 2.222% | 21.9344 | 87.7378 | 951.2622
10141103 | PMT | TRANSFORMADOR | PT 231R | TRANSFORMADOR MARCA:Transformadores de Mocambique PT 231R PT 231R |  | PT 231R | Magoanine B |  |  | 32.607557 | -25.848477 | 315 | 33 | 0.4 | 3Ø | 2014 | Transformadores de Mocambique | 920828 | 1039 | 45 | 973.1967 | 65.8033 | 65803.3333 |  | 42 | 51.95 | 51950 | 987.05 | 2.222% | 21.9344 | 87.7378 | 951.2622
10141103 | PMT | TRANSFORMADOR | PT 334R | TRANSFORMADOR MARCA:ACTOM PT 334R PT 334R |  | PT 334R | Intaka |  |  | 32.573286 | -25.777687 | 500 | 33 | 0.4 | 3Ø | 2014 | ACTOM | 6869/14/002 | 1200 | 45 | 1124 | 76 | 76000 |  | 42 | 60 | 60000 | 1140 | 2.222% | 25.3333 | 101.3333 | 1098.6667
10141103 | PMT | TRANSFORMADOR | PT 407R | TRANSFORMADOR MARCA:ACTOM PT 407R PT 407R |  | PT 407R | Intaka |  |  | 32.577768 | -25.776665 | 500 | 33 | 0.4 | 3Ø | 2014 | ACTOM | 12002/01/001 | 1200 | 45 | 1124 | 76 | 76000 |  | 42 | 60 | 60000 | 1140 | 2.222% | 25.3333 | 101.3333 | 1098.6667
10141103 | PMT | TRANSFORMADOR | PT 185 | TRANSFORMADOR MARCA:Free State Transformers PT 185 PT 185 |  | PT 185 | Vale de Infulene |  |  | 32.540615 | -25.909447 | 500 | 33 | 0.4 | 3Ø | 2014 | Free State Transformers | TB-1410076 | 1200 | 45 | 1124 | 76 | 76000 |  | 42 | 60 | 60000 | 1140 | 2.222% | 25.3333 | 101.3333 | 1098.6667
10141103 | PMT | TRANSFORMADOR | PTS 183 | TRANSFORMADOR MARCA:" PTS 183 PTS 183 |  | PTS 183 | Zona Verde |  |  | 32.539565 | -25.892973 | 315 | 33 | 0.4 | 3Ø | 2014 | " | 920499 | 1039 | 45 | 973.1967 | 65.8033 | 65803.3333 |  | 42 | 51.95 | 51950 | 987.05 | 2.222% | 21.9344 | 87.7378 | 951.2622
10141103 | PMT | TRANSFORMADOR | PTS 181 | TRANSFORMADOR MARCA:Transformadores de Mocambique PTS 181 PTS 181 |  | PTS 181 | Zona Verde |  |  | 32.545418 | -25.893220 | 500 | 33 | 0.4 | 3Ø | 2014 | Transformadores de Mocambique | 961729 | 1200 | 45 | 1124 | 76 | 76000 |  | 42 | 60 | 60000 | 1140 | 2.222% | 25.3333 | 101.3333 | 1098.6667
10141103 | PMT | TRANSFORMADOR | PTS 182 | TRANSFORMADOR MARCA:Transformadores de Mocambique PTS 182 PTS 182 |  | PTS 182 | Zona Verde |  |  | 32.548672 | -25.894868 | 315 | 33 | 0.4 | 3Ø | 2014 | Transformadores de Mocambique | 920929 | 1039 | 45 | 973.1967 | 65.8033 | 65803.3333 |  | 42 | 51.95 | 51950 | 987.05 | 2.222% | 21.9344 | 87.7378 | 951.2622
10141103 | PMT | TRANSFORMADOR | PTS 314 | TRANSFORMADOR MARCA:Transformadores de Mocambique PTS 314 PTS 314 |  | PTS 314 | Zona Verde |  |  | 32.556688 | -25.868103 | 250 | 33 | 0.4 | 3Ø | 2014 | Transformadores de Mocambique | 920918 | 991 | 45 | 928.2367 | 62.7633 | 62763.3333 |  | 42 | 49.55 | 49550 | 941.45 | 2.222% | 20.9211 | 83.6844 | 907.3156
10141103 | PMT | TRANSFORMADOR | PTS 414 | TRANSFORMADOR MARCA:Transformadores de Mocambique PTS 414 PTS 414 |  | PTS 414 | Intaka |  |  | 32.552795 | -25.831441 | 250 | 33 | 0.4 | 3Ø | 2014 | Transformadores de Mocambique | 920820 | 991 | 45 | 928.2367 | 62.7633 | 62763.3333 |  | 42 | 49.55 | 49550 | 941.45 | 2.222% | 20.9211 | 83.6844 | 907.3156
10141103 | PMT | TRANSFORMADOR | PTS 1111 | TRANSFORMADOR MARCA:Oil Immersed Distribution Transformers PTS 1111 PTS 1111 |  | PTS 1111 | Intaka |  |  | 32.541326 | -25.795296 | 100 | 33 | 0.4 | 3Ø | 2014 | Oil Immersed Distribution Transformers | 114100010 | 763 | 45 | 714.6767 | 48.3233 | 48323.3333 |  | 42 | 38.15 | 38150 | 724.85 | 2.222% | 16.1078 | 64.4311 | 698.5689
10141103 | PMT | TRANSFORMADOR | PTS 647 | TRANSFORMADOR MARCA:ACTOM PTS 647 PTS 647 |  | PTS 647 | Manhica |  |  | 32.805041 | -25.405827 | 500 | 33 | 0.4 | 3Ø | 2014 | ACTOM | 12002/01/003 | 1200 | 45 | 1124 | 76 | 76000 |  | 42 | 60 | 60000 | 1140 | 2.222% | 25.3333 | 101.3333 | 1098.6667
10141103 | AT | TRANSFORMADOR AUXILIAR |  | TRANSFORMADOR AUXILIAR MARCA:TUSCO TRAFO MAFAMBISSE |  | MAFAMBISSE | MAFAMBISSE |  |  |  |  | 160 | 22 | 0.4 | 3 | 2014 | TUSCO TRAFO | 561549 | 991 | 45 | 928.2367 | 62.7633 | 62763.3333 |  | 42 | 49.55 | 49550 | 941.45 | 2.222% | 20.9211 | 83.6844 | 907.3156
10141103 | AT | TRANSFORMADOR AUXILIAR |  | TRANSFORMADOR AUXILIAR MARCA:TUSCO TRAFO LAMEGO |  | LAMEGO | SOFALA | Nhamatanda |  |  |  | 160 | 22 | 0.4 | 3 | 2014 | TUSCO TRAFO | 561550 | 991 | 45 | 928.2367 | 62.7633 | 62763.3333 |  | 42 | 49.55 | 49550 | 941.45 | 2.222% | 20.9211 | 83.6844 | 907.3156
10141103 | AT | TRANSFORMADOR AUXILIAR |  | TRANSFORMADOR AUXILIAR MARCA:TUSCO TRAFCO CO.LTD. DONDO | SOFALA | DONDO | DONDO | SOFALA |  |  |  | 400 | 22 | 0.4 | 3 | 2014 | TUSCO TRAFCO CO.LTD. | 561553 | 1039 | 45 | 973.1967 | 65.8033 | 65803.3333 |  | 42 | 51.95 | 51950 | 987.05 | 2.222% | 21.9344 | 87.7378 | 951.2622
10141103 | AT | TRANSFORMADOR AUXILIAR |  | TRANSFORMADOR AUXILIAR MARCA:TUSCO TRAFCO CO.LTD. DONDO | SOFALA | DONDO | DONDO |  |  |  |  | 400 | 22 | 0.4 | 3 | 2014 | TUSCO TRAFCO CO.LTD. | 561552 | 1039 | 45 | 973.1967 | 65.8033 | 65803.3333 |  | 42 | 51.95 | 51950 | 987.05 | 2.222% | 21.9344 | 87.7378 | 951.2622
10141103 | AT | TRANSFORMADOR AUXILIAR |  | TRANSFORMADOR AUXILIAR MARCA:Efacec Se5 |  | Se5 | Maputo |  |  |  |  | 400 | 11 | 0.4 | 3 | 2014 | Efacec | M84.912 | 1200 | 45 | 1124 | 76 | 76000 |  | 42 | 60 | 60000 | 1140 | 2.222% | 25.3333 | 101.3333 | 1098.6667
10141149 | CAP | CAPACITOR |  | CAPACITOR MARCA:SIEMENS CHIMUARA |  | CHIMUARA | QUALIMANE |  |  | S17 45 35.16 | E035 24 47.55 | 550 | 150 | 0.4 | 3 | 2015 | SIEMENS | 15/35139006 | 100 | 45 | 95.7778 | 4.2222 | 4222.2222 |  | 43 | 5 | 5000 | 95 | 2.222% | 2.1111 | 6.3333 | 93.6667
10141149 | CAP | CAPACITOR |  | CAPACITOR MARCA:SIEMENS MOCUBA |  | MOCUBA | MOCUBA |  |  |  |  | 550 | 150 | 0.4 | 3 | 2015 | SIEMENS | 15/35139075 | 100 | 45 | 95.7778 | 4.2222 | 4222.2222 |  | 43 | 5 | 5000 | 95 | 2.222% | 2.1111 | 6.3333 | 93.6667
10141107 | SVC | COMPENSADOR | SVC 1 | COMPENSADOR MARCA:HVT ALTO MOLOCUE SVC 1 |  | ALTO MOLOCUE | ALTO MOLOCUE |  |  | 15°39'10.268" | 37°40'14.559" | 5MVAR | 7.7KV |  | 3 | 2015 | HVT |  | 20419 | 45 | 19556.8644 | 862.1356 | 862135.5556 |  | 43 | 1020.95 | 1020950 | 19398.05 | 2.222% | 431.0678 | 1293.2033 | 19125.7967
10141107 | SVC | COMPENSADOR | SVC 1 | COMPENSADOR MARCA:HVT ALTO MOLOCUE SVC 1 |  | ALTO MOLOCUE | ALTO MOLOCUE |  |  | 15°39'10.268" | 37°40'14.559" | 5MVAR | 7.7KV |  | 3 | 2015 | HVT |  | 20419 | 45 | 19556.8644 | 862.1356 | 862135.5556 |  | 43 | 1020.95 | 1020950 | 19398.05 | 2.222% | 431.0678 | 1293.2033 | 19125.7967
10141107 | AUX GEN | CONTACTOR |  | CONTACTOR MARCA:RENAULT ALTO MOLOCUE |  | ALTO MOLOCUE | ALTO MOLOCUE |  |  | 15°39'10.268" | 37°40'14.559" | 250KVA |  | 400V | 3 | 2015 | RENAULT |  | 991 | 45 | 949.1578 | 41.8422 | 41842.2222 |  | 43 | 49.55 | 49550 | 941.45 | 2.222% | 20.9211 | 62.7633 | 928.2367
10141107 | AUX GEN | CONTACTOR |  | CONTACTOR MARCA:RENAULT ALTO MOLOCUE |  | ALTO MOLOCUE | ALTO MOLOCUE |  |  | 15°39'10.268" | 37°40'14.559" | 250KVA |  | 400V | 3 | 2015 | RENAULT |  | 1200 | 45 | 1149.3333 | 50.6667 | 50666.6667 |  | 43 | 60 | 60000 | 1140 | 2.222% | 25.3333 | 76 | 1124
10141103 | MS | MINISUBESTAÇÃO | PT88 | MINISUBESTAÇÃO MARCA:POWERTECH PT88 PT88 | Moza Banco | PT88 | BEIRA | SOFALA |  | S 19°50'57.79" | E 034°53'20.28" | 315 | 6.6 | 0.4 | 3 | 2015 | POWERTECH | 20917201/02 | 1213 | 45 | 1161.7844 | 51.2156 | 51215.5556 |  | 43 | 60.65 | 60650 | 1152.35 | 2.222% | 25.6078 | 76.8233 | 1136.1767
10141103 | MS | MINISUBESTAÇÃO | AGCHI/PT138 | MINISUBESTAÇÃO MARCA:POWERTECH AGCHI/PT138 AGCHI/PT138 | ENTREPOSTO | AGCHI/PT138 | CHIMOIO | MANICA | Bairro Eduardo Mondlane | S19 06 42,81 | E033 28 47,79 | 315 | 6.6 | 0.4 | 3 | 2015 | POWERTECH | 20917201/01 | 1213 | 45 | 1161.7844 | 51.2156 | 51215.5556 |  | 43 | 60.65 | 60650 | 1152.35 | 2.222% | 25.6078 | 76.8233 | 1136.1767
10141103 | MS | MINISUBESTAÇÃO | PTS86 | MINISUBESTAÇÃO MARCA:Powertech PTS86 PTS86 |  | PTS86 | Maputo City |  | Vladimir Lennin |  |  | 630 | 11 | 0.4 | 3Ø | 2015 | Powertech | 20917502/04 | 2772 | 45 | 2654.96 | 117.04 | 117040 |  | 43 | 138.6 | 138600 | 2633.4 | 2.222% | 58.52 | 175.56 | 2596.44
10141103 | MS | MINISUBESTAÇÃO | PTS47 | MINISUBESTAÇÃO MARCA:Powertech PTS47 PTS47 |  | PTS47 | Maputo City |  |  |  |  | 630 | 11 | 0.4 | 3Ø | 2015 | Powertech | 20917602/02 | 2772 | 45 | 2654.96 | 117.04 | 117040 |  | 43 | 138.6 | 138600 | 2633.4 | 2.222% | 58.52 | 175.56 | 2596.44
10141103 | MS | MINISUBESTAÇÃO | PS7 (Aux Trfr) | MINISUBESTAÇÃO MARCA:Powertech PS7 (Aux Trfr) PS7 (Aux Trfr) |  | PS7 (Aux Trfr) | Maputo City |  | Karl Marx |  |  | 500 | 11 | 0.4 | 3Ø | 2015 | Powertech | 20916101/01 | 2426 | 45 | 2323.5689 | 102.4311 | 102431.1111 |  | 43 | 121.3 | 121300 | 2304.7 | 2.222% | 51.2156 | 153.6467 | 2272.3533
10141103 | MS | MINISUBESTAÇÃO | PTS 173 | MINISUBESTAÇÃO MARCA:Powertech PTS 173 PTS 173 |  | PTS 173 | Maputo City |  | 26 de Julho |  |  | 315 | 11 | 0.4 | 3Ø | 2015 | Powertech | 20916001/02 | 1213 | 45 | 1161.7844 | 51.2156 | 51215.5556 |  | 43 | 60.65 | 60650 | 1152.35 | 2.222% | 25.6078 | 76.8233 | 1136.1767
10141103 | MS | MINISUBESTAÇÃO | No Label | MINISUBESTAÇÃO MARCA:Powertech No Label No Label |  | No Label | Maxaquene |  |  |  |  | 315 | 11 | 0.4 | 3Ø | 2015 | Powertech |  | 1213 | 45 | 1161.7844 | 51.2156 | 51215.5556 |  | 43 | 60.65 | 60650 | 1152.35 | 2.222% | 25.6078 | 76.8233 | 1136.1767
10141103 | MS | MINISUBESTAÇÃO | PT 379 | MINISUBESTAÇÃO MARCA:POWERTECH PT 379 PT 379 |  | PT 379 | Mabukwane |  |  |  |  | 630 | 11 | 0.4 | 3Ø | 2015 | POWERTECH | 20917602/01 | 2772 | 45 | 2654.96 | 117.04 | 117040 |  | 43 | 138.6 | 138600 | 2633.4 | 2.222% | 58.52 | 175.56 | 2596.44
10141103 | MS | MINISUBESTAÇÃO | PT 167 | MINISUBESTAÇÃO MARCA:POWERTECH PT 167 PT 167 |  | PT 167 | Mabukwane |  |  |  |  | 500 | 11 | 0.4 | 3Ø | 2015 | POWERTECH | 20917401/01 | 2426 | 45 | 2323.5689 | 102.4311 | 102431.1111 |  | 43 | 121.3 | 121300 | 2304.7 | 2.222% | 51.2156 | 153.6467 | 2272.3533
10141103 | MS | MINISUBESTAÇÃO | PT 62 | MINISUBESTAÇÃO MARCA:Free State Transformer PT 62 |  |  | Maputo |  |  | 32,5941199 | -25,9656888 | 500 | 11 | 0,4 | 3Φ | 2015 | Free State Transformer | TB1509111 | 2426 | 45 | 2323.5689 | 102.4311 | 102431.1111 |  | 43 | 121.3 | 121300 | 2304.7 | 2.222% | 51.2156 | 153.6467 | 2272.3533
10141103 | MS | MINISUBESTAÇÃO | PTS 135 | MINISUBESTAÇÃO MARCA: PTS 135 |  |  | Maputo |  |  | 32,5968331 | -25,9680404 | 500 | 11 | 0.4 | 3Φ | 2015 |  |  | 2426 | 45 | 2323.5689 | 102.4311 | 102431.1111 |  | 43 | 121.3 | 121300 | 2304.7 | 2.222% | 51.2156 | 153.6467 | 2272.3533
10141103 | MS | MINISUBESTAÇÃO | PTS 125 | MINISUBESTAÇÃO MARCA: PTS 125 |  |  | Maputo |  |  | 32,5969554 | -25,9680533 | 500 | 11 | 0.4 | 3Φ | 2015 |  |  | 2426 | 45 | 2323.5689 | 102.4311 | 102431.1111 |  | 43 | 121.3 | 121300 | 2304.7 | 2.222% | 51.2156 | 153.6467 | 2272.3533
10141103 | MS | MINISUBESTAÇÃO | PT 112 | MINISUBESTAÇÃO MARCA:Powertech PT 112 |  |  | Maputo |  |  | 32,5907392 | -25,9542096 | 500 | 11 | 0,4 | 3Φ | 2015 | Powertech | 20917402/01 | 2426 | 45 | 2323.5689 | 102.4311 | 102431.1111 |  | 43 | 121.3 | 121300 | 2304.7 | 2.222% | 51.2156 | 153.6467 | 2272.3533
10141103 | MS | MINISUBESTAÇÃO | PTS 66 | MINISUBESTAÇÃO MARCA: PTS 66 |  |  | Maputo |  |  | 32,5924359 | -25,9519954 | 500 | 11 | 0,4 | 3Φ | 2015 |  |  | 2426 | 45 | 2323.5689 | 102.4311 | 102431.1111 |  | 43 | 121.3 | 121300 | 2304.7 | 2.222% | 51.2156 | 153.6467 | 2272.3533
10141103 | MS | MINISUBESTAÇÃO | PTS 104 | MINISUBESTAÇÃO MARCA: PTS 104 |  |  | Maputo |  |  | 32,5915809 | -25,9501687 | 500 | 11 | 0,4 | 3Φ | 2015 |  |  | 2426 | 45 | 2323.5689 | 102.4311 | 102431.1111 |  | 43 | 121.3 | 121300 | 2304.7 | 2.222% | 51.2156 | 153.6467 | 2272.3533
10141103 | MS | MINISUBESTAÇÃO | PT 342 | MINISUBESTAÇÃO MARCA:Powertech PT 342 |  |  | Maputo |  |  | 32,5907836 | -25,9511813 | 500 | 11 | 0,4 | 3Φ | 2015 | Powertech | 20801001/02 | 2426 | 45 | 2323.5689 | 102.4311 | 102431.1111 |  | 43 | 121.3 | 121300 | 2304.7 | 2.222% | 51.2156 | 153.6467 | 2272.3533
10141103 | MS | MINISUBESTAÇÃO | PTS 108 | MINISUBESTAÇÃO MARCA: PTS 108 |  |  | Maputo |  |  | 32,5950815 | -25,9545032 | 500 | 11 | 0,4 | 3Φ | 2015 |  |  | 2426 | 45 | 2323.5689 | 102.4311 | 102431.1111 |  | 43 | 121.3 | 121300 | 2304.7 | 2.222% | 51.2156 | 153.6467 | 2272.3533
10141103 | MS | MINISUBESTAÇÃO | PT 108 | MINISUBESTAÇÃO MARCA: PT 108 |  |  | Maputo |  |  | 32,6035957 | -25,9477845 | 500 | 11 | 0,4 | 3Φ | 2015 |  |  | 2426 | 45 | 2323.5689 | 102.4311 | 102431.1111 |  | 43 | 121.3 | 121300 | 2304.7 | 2.222% | 51.2156 | 153.6467 | 2272.3533
10141103 | MS | MINISUBESTAÇÃO | PTS 119 | MINISUBESTAÇÃO MARCA:Powertech PTS 119 |  |  | Maputo |  |  | 32,5973939 | -25,9638081 | 315 | 11 | 0,4 | 3Φ | 2015 | Powertech | 20916001/04 | 1213 | 45 | 1161.7844 | 51.2156 | 51215.5556 |  | 43 | 60.65 | 60650 | 1152.35 | 2.222% | 25.6078 | 76.8233 | 1136.1767
10141103 | MS | MINISUBESTAÇÃO | PT 57 | MINISUBESTAÇÃO MARCA:ASEA PT 57 |  |  | Maputo |  |  | 32,5973352 | -25,9625231 | 315 | 11 | 0,4 | 3Φ | 2015 | ASEA | ? | 1213 | 45 | 1161.7844 | 51.2156 | 51215.5556 |  | 43 | 60.65 | 60650 | 1152.35 | 2.222% | 25.6078 | 76.8233 | 1136.1767
10141103 | MS | MINISUBESTAÇÃO | PT ? | MINISUBESTAÇÃO MARCA: PT ? |  |  | Maputo |  |  | 32,5971846 | -25,9602562 | 315 | 11 | 0,4 | 3Φ | 2015 |  |  | 1213 | 45 | 1161.7844 | 51.2156 | 51215.5556 |  | 43 | 60.65 | 60650 | 1152.35 | 2.222% | 25.6078 | 76.8233 | 1136.1767
10141103 | MS | MINISUBESTAÇÃO | PT 210 | MINISUBESTAÇÃO MARCA:Powertech PT 210 | Mahotas |  | Maputo |  |  | 32,6116068 | -25,9289259 | 630 | 11 | 0,4 | 3Φ | 2015 | Powertech | 20917601/03 | 2772 | 45 | 2654.96 | 117.04 | 117040 |  | 43 | 138.6 | 138600 | 2633.4 | 2.222% | 58.52 | 175.56 | 2596.44
10141103 | MS | MINISUBESTAÇÃO | PT 209 | MINISUBESTAÇÃO MARCA: PT 209 | Mahotas |  | Maputo |  |  | 32,6104489 | -25,9317042 | 630 | 11 | 0,4 | 3Φ | 2015 |  |  | 2772 | 45 | 2654.96 | 117.04 | 117040 |  | 43 | 138.6 | 138600 | 2633.4 | 2.222% | 58.52 | 175.56 | 2596.44
10141103 | MS | MINISUBESTAÇÃO | PT 332R | MINISUBESTAÇÃO MARCA:Freestate Transformers PT 332R | Guava |  | Maputo |  |  | 32,5849506 | -25,7763158 | 250 | 33 | 0,4 | 3Φ | 2015 | Freestate Transformers | TB1509100 | 3638 | 45 | 3484.3956 | 153.6044 | 153604.4444 |  | 43 | 181.9 | 181900 | 3456.1 | 2.222% | 76.8022 | 230.4067 | 3407.5933
10141103 | MS | MINISUBESTAÇÃO | AGXX/PTS0275 | MINISUBESTAÇÃO MARCA:FST AGXX/PTS0275 AGXX/PTS0275 | ECMEP Bairro 10 | AGXX/PTS0275 | Gaza | Gaza |  | 25º 03.937 | 033º 39.702 | 250 | 11 | 0.4 | 3 | 2015 | FST | TB1509172 | 1213 | 45 | 1161.7844 | 51.2156 | 51215.5556 |  | 43 | 60.65 | 60650 | 1152.35 | 2.222% | 25.6078 | 76.8233 | 1136.1767
10141103 | MS | MINISUBESTAÇÃO | AGXX/PTS0330 | MINISUBESTAÇÃO MARCA:POWERTECH AGXX/PTS0330 AGXX/PTS0330 | Sede EDM - Mocita - Bairro 11 | AGXX/PTS0330 | Gaza | Gaza |  | 25º03.680 | 033º40.383 | 315 | 11 | 0.4 | 3 | 1905-07-07 | POWERTECH | 20917301/03 | 1213 | 45 | 1161.7844 | 51.2156 | 51215.5556 |  | 43 | 60.65 | 60650 | 1152.35 | 2.222% | 25.6078 | 76.8233 | 1136.1767
10141103 | GMT | TRANSFORMADOR |  | TRANSFORMADOR MARCA:EFACEC TETE-SUB | TETE | TETE-SUB | TETE | AV LIBERD |  | 562360.556 | 8214136.036 | 630 | 11 | 0.4 | 3 | 2015 | EFACEC | K010845.03 | 1016 | 45 | 973.1022 | 42.8978 | 42897.7778 |  | 43 | 50.8 | 50800 | 965.2 | 2.222% | 21.4489 | 64.3467 | 951.6533
10141103 | GMT | TRANSFORMADOR |  | TRANSFORMADOR MARCA:EFACEC TETE-SUB | TETE | TETE-SUB | TETE | AV INDEPEN |  | 562371.774 | 8213793.188 | 500 | 11 | 0.4 | 3 | 2015 | EFACEC |  | 1016 | 45 | 973.1022 | 42.8978 | 42897.7778 |  | 43 | 50.8 | 50800 | 965.2 | 2.222% | 21.4489 | 64.3467 | 951.6533
10141103 | GMT | TRANSFORMADOR |  | TRANSFORMADOR MARCA:EFACEC TETE-SUB | TETE | TETE-SUB | TETE | CENT DIESEL |  | 562312.138 | 8213348.104 | 630 | 11 | 0.4 | 3 | 2015 | EFACEC | K010845.05 | 1016 | 45 | 973.1022 | 42.8978 | 42897.7778 |  | 43 | 50.8 | 50800 | 965.2 | 2.222% | 21.4489 | 64.3467 | 951.6533
10141103 | GMT | TRANSFORMADOR |  | TRANSFORMADOR MARCA:EFACEC TETE-SUB | TETE | TETE-SUB | TETE | BALCKY |  | 561909.211 | 8213850.689 | 630 | 11 | 0.4 | 3 | 2015 | EFACEC | K010845,04 | 1016 | 45 | 973.1022 | 42.8978 | 42897.7778 |  | 43 | 50.8 | 50800 | 965.2 | 2.222% | 21.4489 | 64.3467 | 951.6533
10141103 | GMT | TRANSFORMADOR |  | TRANSFORMADOR MARCA:FUJI TUSCO MATAMBO-SUB | TETE | MATAMBO-SUB | TETE | CHICOL NHARTANDA |  | 560670.898 | 8213644.62 | 160 | 33 | 0.4 | 3 | 2015 | FUJI TUSCO | 581349 | 991 | 45 | 949.1578 | 41.8422 | 41842.2222 |  | 43 | 49.55 | 49550 | 941.45 | 2.222% | 20.9211 | 62.7633 | 928.2367
10141103 | GMT | TRANSFORMADOR |  | TRANSFORMADOR MARCA:EFACEC MATAMBO-SUB | TETE | MATAMBO-SUB | TETE | CHIMAD-SEDE BAIRRO |  | 560127.778 | 8214035.165 | 315 | 33 | 0.4 | 3 | 2015 | EFACEC | K010843.04 | 1039 | 45 | 995.1311 | 43.8689 | 43868.8889 |  | 43 | 51.95 | 51950 | 987.05 | 2.222% | 21.9344 | 65.8033 | 973.1967
10141103 | GMT | TRANSFORMADOR |  | TRANSFORMADOR MARCA:TM TETE-SUB | TETE | TETE-SUB | TETE | FERRAO |  | 563457.795 | 8210195.085 | 250 | 33 | 0.4 | 3 | 2015 | TM | 915367 | 991 | 45 | 949.1578 | 41.8422 | 41842.2222 |  | 43 | 49.55 | 49550 | 941.45 | 2.222% | 20.9211 | 62.7633 | 928.2367
10141103 | GMT | TRANSFORMADOR |  | TRANSFORMADOR MARCA:EFACEC TETE-SUB | TETE | TETE-SUB | TETE | CABRITOS |  | 563063.537 | 8210969.248 | 315 | 33 | 0.4 | 3 | 2015 | EFACEC | K009648 | 1039 | 45 | 995.1311 | 43.8689 | 43868.8889 |  | 43 | 51.95 | 51950 | 987.05 | 2.222% | 21.9344 | 65.8033 | 973.1967
10141103 | GMT | TRANSFORMADOR |  | TRANSFORMADOR MARCA:REMOVED MATAMBO-SUB | TETE | MATAMBO-SUB | TETE | MACH EDUC |  | 559100.908 | 8215128.338 | 315 | 33 | 0.4 | 3 | 2015 | REMOVED |  | 1039 | 45 | 995.1311 | 43.8689 | 43868.8889 |  | 43 | 51.95 | 51950 | 987.05 | 2.222% | 21.9344 | 65.8033 | 973.1967
10141103 | GMT | TRANSFORMADOR |  | TRANSFORMADOR MARCA:SIEMENS MATAMBO-SUB | TETE | MATAMBO-SUB | TETE | CASSICA |  | 551348.766 | 8218406.293 | 32 | 33 | 0.4 | 3 | 2015 | SIEMENS | N/A | 643 | 45 | 615.8511 | 27.1489 | 27148.8889 |  | 43 | 32.15 | 32150 | 610.85 | 2.222% | 13.5744 | 40.7233 | 602.2767
10141103 | GMT | TRANSFORMADOR |  | TRANSFORMADOR MARCA:SIEMENS MATAMBO-SUB | TETE | MATAMBO-SUB | TETE | BOROMA-1 |  | 547667.124 | 8225750.777 | 100 | 33 | 0.4 | 3 | 2015 | SIEMENS | 13264552 | 763 | 45 | 730.7844 | 32.2156 | 32215.5556 |  | 43 | 38.15 | 38150 | 724.85 | 2.222% | 16.1078 | 48.3233 | 714.6767
10141103 | GMT | TRANSFORMADOR |  | TRANSFORMADOR MARCA:EFACEC TETE-SUB | TETE | TETE-SUB | TETE | BORGES |  | 566308.025 | 8213574.045 | 315 | 33 | 0.4 | 3 | 2015 | EFACEC | 10843.06 | 1039 | 45 | 995.1311 | 43.8689 | 43868.8889 |  | 43 | 51.95 | 51950 | 987.05 | 2.222% | 21.9344 | 65.8033 | 973.1967
10141103 | GMT | TRANSFORMADOR |  | TRANSFORMADOR MARCA:TM TETE-SUB | TETE | TETE-SUB | TETE | ZONA KENTE |  | 562099.33 | 8214086.884 | 160 | 33 | 0.4 | 3 | 2015 | TM | 96822 | 991 | 45 | 949.1578 | 41.8422 | 41842.2222 |  | 43 | 49.55 | 49550 | 941.45 | 2.222% | 20.9211 | 62.7633 | 928.2367
10141103 | GMT | TRANSFORMADOR |  | TRANSFORMADOR MARCA:EFACEC SE MOVEL | TETE | SE MOVEL | TETE | AUGUSTA |  | 564315.653 | 8214402.985 | 315 | 33 | 0.4 | 3 | 2015 | EFACEC | K010843.01 | 1039 | 45 | 995.1311 | 43.8689 | 43868.8889 |  | 43 | 51.95 | 51950 | 987.05 | 2.222% | 21.9344 | 65.8033 | 973.1967
10141103 | GMT | TRANSFORMADOR |  | TRANSFORMADOR MARCA:EFACEC SE TETE | TETE | SE TETE | TETE | IGREIA BAPT |  | 564634.361 | 8213888.876 | 315 | 33 | 0.4 | 3 | 2015 | EFACEC | K010843.02 | 1039 | 45 | 995.1311 | 43.8689 | 43868.8889 |  | 43 | 51.95 | 51950 | 987.05 | 2.222% | 21.9344 | 65.8033 | 973.1967
10141103 | GMT | TRANSFORMADOR |  | TRANSFORMADOR MARCA:EFACEC SE- MOVEL | TETE | SE- MOVEL | TETE | VALY-CHING |  | 565970.966 | 8214836.375 | 315 | 33 | 0.4 | 3 | 2015 | EFACEC | K010843.02 | 1039 | 45 | 995.1311 | 43.8689 | 43868.8889 |  | 43 | 51.95 | 51950 | 987.05 | 2.222% | 21.9344 | 65.8033 | 973.1967
10141103 | GMT | TRANSFORMADOR |  | TRANSFORMADOR MARCA:TM SE-MOVEL | TETE | SE-MOVEL | TETE | CANTONZI |  | 568751.244 | 8214641.362 | 100 | 33 | 0.4 | 3 | 2015 | TM | 967321 | 763 | 45 | 730.7844 | 32.2156 | 32215.5556 |  | 43 | 38.15 | 38150 | 724.85 | 2.222% | 16.1078 | 48.3233 | 714.6767
10141103 | GMT | TRANSFORMADOR |  | TRANSFORMADOR MARCA:FUJI TUSCO SE-TETE | TETE | SE-TETE | TETE | S.MACHEL |  | 561947.827 | 8210328.048 | 360 | 33 | 0.4 | 3 | 2015 | FUJI TUSCO | 581249 | 1039 | 45 | 995.1311 | 43.8689 | 43868.8889 |  | 43 | 51.95 | 51950 | 987.05 | 2.222% | 21.9344 | 65.8033 | 973.1967
10141103 | GMT | TRANSFORMADOR |  | TRANSFORMADOR MARCA:POWER TECH SE-MATAMBO | TETE | SE-MATAMBO | TETE | CHIRINGA |  | 550403.936 | 8219268.094 | 50 | 33 | 0.4 | 3 | 2015 | POWER TECH | 10856201 | 643 | 45 | 615.8511 | 27.1489 | 27148.8889 |  | 43 | 32.15 | 32150 | 610.85 | 2.222% | 13.5744 | 40.7233 | 602.2767
10141103 | GMT | TRANSFORMADOR |  | TRANSFORMADOR MARCA:ASTOR SE-MATAMBO | TETE | SE-MATAMBO | TETE | MPADUE |  | 563262.048 | 8206999.435 | 100 | 33 | 0.4 | 3 | 2015 | ASTOR | 57513/02 | 763 | 45 | 730.7844 | 32.2156 | 32215.5556 |  | 43 | 38.15 | 38150 | 724.85 | 2.222% | 16.1078 | 48.3233 | 714.6767
10141103 | GMT | TRANSFORMADOR |  | TRANSFORMADOR MARCA:EFACEC SE-MATAMBO | TETE | SE-MATAMBO | TETE | MENZES/SMT -10 |  | 561458.604 | 8213902.063 | 250 | 33 | 0.4 | 3 | 2015 | EFACEC | K010842.06 | 991 | 45 | 949.1578 | 41.8422 | 41842.2222 |  | 43 | 49.55 | 49550 | 941.45 | 2.222% | 20.9211 | 62.7633 | 928.2367
10141103 | GMT | TRANSFORMADOR |  | TRANSFORMADOR MARCA:POWER TECH SE-MATAMBO | TETE | SE-MATAMBO | TETE | NTOTO/SMT-9 |  | 561376.915 | 8214244.886 | 200 | 33 | 0.4 | 3 | 2015 | POWER TECH | 20724505/02 | 991 | 45 | 949.1578 | 41.8422 | 41842.2222 |  | 43 | 49.55 | 49550 | 941.45 | 2.222% | 20.9211 | 62.7633 | 928.2367
10141103 | GMT | TRANSFORMADOR |  | TRANSFORMADOR MARCA:EFACEC SE-MATAMBO | TETE | SE-MATAMBO | TETE | TSAKA/SMT-6 |  | 560775.717 | 8213234.699 | 250 | 33 | 0.4 | 3 | 2015 | EFACEC | K010842.01 | 991 | 45 | 949.1578 | 41.8422 | 41842.2222 |  | 43 | 49.55 | 49550 | 941.45 | 2.222% | 20.9211 | 62.7633 | 928.2367
10141103 | GMT | TRANSFORMADOR |  | TRANSFORMADOR MARCA:TM SE-TETE | TETE | SE-TETE | TETE | BABARELA/SMT-13 |  | 563202.997 | 8212032.037 | 160 | 33 | 0.4 | 3 | 2015 | TM | 967329 | 991 | 45 | 949.1578 | 41.8422 | 41842.2222 |  | 43 | 49.55 | 49550 | 941.45 | 2.222% | 20.9211 | 62.7633 | 928.2367
10141103 | GMT | TRANSFORMADOR |  | TRANSFORMADOR MARCA:FUJI TUSCO SE-MATAMBO | TETE | SE-MATAMBO | TETE | MULH AC SOC/SMT-5 |  | 559361.428 | 8212099.159 | 200 | 33 | 0.4 | 3 | 2015 | FUJI TUSCO | 581365 | 991 | 45 | 949.1578 | 41.8422 | 41842.2222 |  | 43 | 49.55 | 49550 | 941.45 | 2.222% | 20.9211 | 62.7633 | 928.2367
10141103 | GMT | TRANSFORMADOR |  | TRANSFORMADOR MARCA:EFACEC SE-TETE | TETE | SE-TETE | TETE | CHAZIA/SMT-11 |  | 561948.403 | 8212998.902 | 250 | 33 | 0.4 | 3 | 2015 | EFACEC | K01084/01 | 991 | 45 | 949.1578 | 41.8422 | 41842.2222 |  | 43 | 49.55 | 49550 | 941.45 | 2.222% | 20.9211 | 62.7633 | 928.2367
10141103 | GMT | TRANSFORMADOR |  | TRANSFORMADOR MARCA:TM SE-MATAMBO | TETE | SE-MATAMBO | TETE | NHANTAMBALA |  | 555231.455 | 8215456.845 | 100 | 6.6 | 0.4 | 3 | 2015 | TM | 979666 | 763 | 45 | 730.7844 | 32.2156 | 32215.5556 |  | 43 | 38.15 | 38150 | 724.85 | 2.222% | 16.1078 | 48.3233 | 714.6767
10141103 | GMT | TRANSFORMADOR |  | TRANSFORMADOR MARCA:EFACEC SE-MATAMBO | TETE | SE-MATAMBO | TETE | ZHORA |  | 562690.361 | 8210149.831 | 250 | 33 | 0.4 | 3 | 2015 | EFACEC | K010842/05 | 991 | 45 | 949.1578 | 41.8422 | 41842.2222 |  | 43 | 49.55 | 49550 | 941.45 | 2.222% | 20.9211 | 62.7633 | 928.2367
10141103 | GMT | TRANSFORMADOR |  | TRANSFORMADOR MARCA:EFACEC SE-MOVEL | TETE | SE-MOVEL | TETE |  |  | 567231.395 | 8215835.911 | 315 | 33 | 0.4 | 3 | 2015 | EFACEC | K010843/07 | 1039 | 45 | 995.1311 | 43.8689 | 43868.8889 |  | 43 | 51.95 | 51950 | 987.05 | 2.222% | 21.9344 | 65.8033 | 973.1967
10141103 | GMT | TRANSFORMADOR |  | TRANSFORMADOR MARCA:FUJI TUSCO SE-TETE | TETE | SE-TETE | TETE | MULTIFLORA |  | 564226.819 | 8213785.088 | 160 | 33 | 0.4 | 3 | 2015 | FUJI TUSCO | 581395 | 991 | 45 | 949.1578 | 41.8422 | 41842.2222 |  | 43 | 49.55 | 49550 | 941.45 | 2.222% | 20.9211 | 62.7633 | 928.2367
10141103 | GMT | TRANSFORMADOR |  | TRANSFORMADOR MARCA:FUJI TUSCO SE-MOVEL | TETE | SE-MOVEL | TETE | FIFA 2 |  | 567840.973 | 8216460.830 | 200 | 33 | 0.4 | 3 | 2015 | FUJI TUSCO | 591362 | 991 | 45 | 949.1578 | 41.8422 | 41842.2222 |  | 43 | 49.55 | 49550 | 941.45 | 2.222% | 20.9211 | 62.7633 | 928.2367
10141103 | GMT | TRANSFORMADOR |  | TRANSFORMADOR MARCA:FUJI TUSCO SE-MOVEL | TETE | SE-MOVEL | TETE | AEROPORTO |  | 569202.253 | 8218805.896 | 160 | 33 | 0.4 | 3 | 2015 | FUJI TUSCO | 581329 | 991 | 45 | 949.1578 | 41.8422 | 41842.2222 |  | 43 | 49.55 | 49550 | 941.45 | 2.222% | 20.9211 | 62.7633 | 928.2367
10141103 | GMT | TRANSFORMADOR |  | TRANSFORMADOR MARCA:FUJI TUSCO SE-MOVEL | TETE | SE-MOVEL | TETE | AEROPORTO |  | 569085.492 | 8219255.500 | 160 | 33 | 0.4 | 3 | 2015 | FUJI TUSCO | 581328 | 991 | 45 | 949.1578 | 41.8422 | 41842.2222 |  | 43 | 49.55 | 49550 | 941.45 | 2.222% | 20.9211 | 62.7633 | 928.2367
10141103 | GMT | TRANSFORMADOR |  | TRANSFORMADOR MARCA:FUJI TUSCO SE-MOVEL | TETE | SE-MOVEL | TETE | AEROPORTO |  | 569171.111 | 8219412.980 | 160 | 33 | 0.4 | 3 | 2015 | FUJI TUSCO | 581293 | 991 | 45 | 949.1578 | 41.8422 | 41842.2222 |  | 43 | 49.55 | 49550 | 941.45 | 2.222% | 20.9211 | 62.7633 | 928.2367
10141103 | GMT | TRANSFORMADOR |  | TRANSFORMADOR MARCA:FUJI TUSCO SE-MOVEL | TETE | SE-MOVEL | TETE | CHINGODZI. BAMBA |  | 568172.513 | 8213613.151 | 160 | 33 | 0.4 | 3 | 2015 | FUJI TUSCO | 581357 | 991 | 45 | 949.1578 | 41.8422 | 41842.2222 |  | 43 | 49.55 | 49550 | 941.45 | 2.222% | 20.9211 | 62.7633 | 928.2367
10141103 | GMT | TRANSFORMADOR |  | TRANSFORMADOR MARCA:TM SE-MOVEL | TETE | SE-MOVEL | TETE | PROX CEMITERIO BAMBA |  | 568524.048 | 8214575.245 | 160 | 33 | 0.4 | 3 | 2015 | TM | 967321 | 991 | 45 | 949.1578 | 41.8422 | 41842.2222 |  | 43 | 49.55 | 49550 | 941.45 | 2.222% | 20.9211 | 62.7633 | 928.2367
10141103 | GMT | TRANSFORMADOR |  | TRANSFORMADOR MARCA:FUJI TUSCO SE-MOVEL | TETE | SE-MOVEL | TETE | CHINGODZI-GPZ |  | 597146.536 | 8213814.541 | 100 | 33 | 0.4 | 3 | 2015 | FUJI TUSCO | 581325 | 763 | 45 | 730.7844 | 32.2156 | 32215.5556 |  | 43 | 38.15 | 38150 | 724.85 | 2.222% | 16.1078 | 48.3233 | 714.6767
10141103 | GMT | TRANSFORMADOR |  | TRANSFORMADOR MARCA:EFACEC SE-TETE | TETE | SE-TETE | TETE | F.MANYANGA-MARIOS |  | 562669.000 | 8212904.000 | 500 | 11 | 0.4 | 3 | 2015 | EFACEC | K010870.02 | 1016 | 45 | 973.1022 | 42.8978 | 42897.7778 |  | 43 | 50.8 | 50800 | 965.2 | 2.222% | 21.4489 | 64.3467 | 951.6533
10141103 | GMT | TRANSFORMADOR |  | TRANSFORMADOR MARCA:EFACEC SE-MATAMBO | TETE | SE-MATAMBO | TETE | M.S MUTHEMBA |  | 565514.988 | 8214812.292 | 100 | 33 | 0.4 | 3 | 2015 | EFACEC | K009797.02 | 763 | 45 | 730.7844 | 32.2156 | 32215.5556 |  | 43 | 38.15 | 38150 | 724.85 | 2.222% | 16.1078 | 48.3233 | 714.6767
10141103 | GMT | TRANSFORMADOR |  | TRANSFORMADOR MARCA:TRANSFORMAN SE-MATAMBO | TETE | SE-MATAMBO | TETE | MPADUE |  | 562457.608 | 8207881.742 | 200 | 33 | 0.4 | 3 | 2015 | TRANSFORMAN | 1505060 | 991 | 45 | 949.1578 | 41.8422 | 41842.2222 |  | 43 | 49.55 | 49550 | 941.45 | 2.222% | 20.9211 | 62.7633 | 928.2367
10141103 | GMT | TRANSFORMADOR |  | TRANSFORMADOR MARCA:FUJI TUSCO SE-MOVEL | TETE | SE-MOVEL | TETE | MATUNDO |  | 563981.144 | 8215851.227 | 200 | 33 | 0.4 | 3 | 2015 | FUJI TUSCO | 581365 | 991 | 45 | 949.1578 | 41.8422 | 41842.2222 |  | 43 | 49.55 | 49550 | 941.45 | 2.222% | 20.9211 | 62.7633 | 928.2367
10141103 | GMT | TRANSFORMADOR | 159 | TRANSFORMADOR MARCA: 159 |  |  | Nampula | BAIRRO DE MUATALA-ENTRADA MADALENA MALUCA |  | 15°7'30.407" | 39°14'47.494" | 250 | 33 | 400V | 3 | 2015 |  |  | 991 | 45 | 949.1578 | 41.8422 | 41842.2222 |  | 43 | 49.55 | 49550 | 941.45 | 2.222% | 20.9211 | 62.7633 | 928.2367
10141103 | GMT | TRANSFORMADOR | 172 | TRANSFORMADOR MARCA: 172 |  |  | Mecuburi | MECUBURI, NACUACUALE |  | 15° | 39° | 100 | 33 | 400V | 3 | 2015 |  |  | 763 | 45 | 730.7844 | 32.2156 | 32215.5556 |  | 43 | 38.15 | 38150 | 724.85 | 2.222% | 16.1078 | 48.3233 | 714.6767
10141103 | GMT | TRANSFORMADOR | 180 | TRANSFORMADOR MARCA: 180 |  |  | Lalaua | LALAUA VELHA |  | S14ᵒ23.325 | E038ᵒ20.792 | 50 | 33 | 400V | 3 | 2015 |  |  | 643 | 45 | 615.8511 | 27.1489 | 27148.8889 |  | 43 | 32.15 | 32150 | 610.85 | 2.222% | 13.5744 | 40.7233 | 602.2767
10141103 | GMT | TRANSFORMADOR | 224 | TRANSFORMADOR MARCA: 224 |  |  | Nampula | NACUCA ADMINISTRAÇÃO |  | 14º 58' 31.366" S | -38º -49' -0.401" W | 25 | 33 | 400V | 3 | 2015 |  |  | 643 | 45 | 615.8511 | 27.1489 | 27148.8889 |  | 43 | 32.15 | 32150 | 610.85 | 2.222% | 13.5744 | 40.7233 | 602.2767
10141103 | GMT | TRANSFORMADOR | 227 | TRANSFORMADOR MARCA: 227 |  |  | Nampula | NAMAITA, PROXIMO DO HOSPITAL |  | 15°16,478' | 039°02,451' | 32 | 33 | 400V | 3 | 2015 |  |  | 643 | 45 | 615.8511 | 27.1489 | 27148.8889 |  | 43 | 32.15 | 32150 | 610.85 | 2.222% | 13.5744 | 40.7233 | 602.2767
10141103 | GMT | TRANSFORMADOR | 229 | TRANSFORMADOR MARCA: 229 |  |  | Nampula | RUA MACOMBRE- ENTRADA DO HOTEL TROPICAL |  | 15º 7' 1.876" S | -39º -16' -1.773" W | 500 | 11 | 400V | 3 | 2015 |  |  | 1016 | 45 | 973.1022 | 42.8978 | 42897.7778 |  | 43 | 50.8 | 50800 | 965.2 | 2.222% | 21.4489 | 64.3467 | 951.6533
10141103 | GMT | TRANSFORMADOR | 301 | TRANSFORMADOR MARCA: 301 |  |  | Nampula | MUAHIVIRE EXPANSÃO , DEPOIS DA MESQUITA NAKULUWE |  | 15º 9' 8.889" S | -39º -12' -47.543" W | 100 | 33 | 400V | 3 | 2015 |  |  | 763 | 45 | 730.7844 | 32.2156 | 32215.5556 |  | 43 | 38.15 | 38150 | 724.85 | 2.222% | 16.1078 | 48.3233 | 714.6767
10141103 | GMT | TRANSFORMADOR | PTS 16 | TRANSFORMADOR MARCA: CUAMBA PTS 16 |  | CUAMBA | CUAMBA | ESCOLA SAMORA MACHEL (MONOBLO) |  | 14º 47' 29.452" S | -36º -32' -44.394" W | 315 | 33KV | 400V | 3 | 2015 |  |  | 1039 | 45 | 995.1311 | 43.8689 | 43868.8889 |  | 43 | 51.95 | 51950 | 987.05 | 2.222% | 21.9344 | 65.8033 | 973.1967
10141103 | GMT | TRANSFORMADOR | PTS 32 | TRANSFORMADOR MARCA: CUAMBA PTS 32 |  | CUAMBA | CUAMBA | BAIRRO MILITAR (MONOBLOCO) |  | 14º 48' 34.268" S | -36º -32' -13.678" W | 315 | 33KV | 400V | 3 | 2015 |  |  | 1039 | 45 | 995.1311 | 43.8689 | 43868.8889 |  | 43 | 51.95 | 51950 | 987.05 | 2.222% | 21.9344 | 65.8033 | 973.1967
10141103 | GMT | TRANSFORMADOR | PTS 40 | TRANSFORMADOR MARCA: CUAMBA PTS 40 |  | CUAMBA | CUAMBA | 7 DE SETEMBRO (MONOBLO) |  | 14º 48' 30.387" S | -36º -31' -54.467" W | 500 | 33KV | 400V | 3 | 2015 |  |  | 1200 | 45 | 1149.3333 | 50.6667 | 50666.6667 |  | 43 | 60 | 60000 | 1140 | 2.222% | 25.3333 | 76 | 1124
10141103 | GMT | TRANSFORMADOR | PT53 | TRANSFORMADOR MARCA:FST PT53 PT53 | Rua nº19 - (Manga Hospit. Nhaconjo) | PT53 | BEIRA | SOFALA |  | 695795.3 | 7813949.9 | 630 | 22 | 0.4 | 3 | 2015 | FST | TB15092 | 1016 | 45 | 973.1022 | 42.8978 | 42897.7778 |  | 43 | 50.8 | 50800 | 965.2 | 2.222% | 21.4489 | 64.3467 | 951.6533
10141103 | GMT | TRANSFORMADOR | PT75 | TRANSFORMADOR MARCA:FST PT75 PT75 | Rua Ernesto Vilhena Pioneiros | PT75 | BEIRA | SOFALA |  | 693710.4 | 7807301.7 | 315 | 6.6 | 0.4 | 3 | 2015 | FST | TB1509152 | 840 | 45 | 804.5333 | 35.4667 | 35466.6667 |  | 43 | 42 | 42000 | 798 | 2.222% | 17.7333 | 53.2 | 786.8
10141103 | GMT | TRANSFORMADOR | PT122 | TRANSFORMADOR MARCA:TM PT122 PT122 | Prédio Cavadas Maquinino | PT122 | BEIRA | SOFALA |  | 692657.4 | 7806327.8 | 315 | 22 | 0.4 | 3 | 2015 | TM | 979601 | 953 | 45 | 912.7622 | 40.2378 | 40237.7778 |  | 43 | 47.65 | 47650 | 905.35 | 2.222% | 20.1189 | 60.3567 | 892.6433
10141103 | GMT | TRANSFORMADOR | PT168 | TRANSFORMADOR MARCA:ITB PT168 PT168 | Mecanagro Munhava | PT168 | BEIRA | SOFALA |  | 693861.4 | 7807950.3 | 315 | 6.6 | 0.4 | 3 | 2015 | ITB | TB1509153 | 840 | 45 | 804.5333 | 35.4667 | 35466.6667 |  | 43 | 42 | 42000 | 798 | 2.222% | 17.7333 | 53.2 | 786.8
10141103 | GMT | TRANSFORMADOR | PT 140 | TRANSFORMADOR MARCA:Efacec PT 140 | Mashava |  | Maputo |  |  | 32,5011444 | -25,9235375 | 400 | 33 | 0,4 | 3Φ | 2015 | Efacec | 7769 | 1039 | 45 | 995.1311 | 43.8689 | 43868.8889 |  | 43 | 51.95 | 51950 | 987.05 | 2.222% | 21.9344 | 65.8033 | 973.1967
10141103 | GMT | TRANSFORMADOR | PT 13R | TRANSFORMADOR MARCA:Freestate Transformers PT 13R | Katembe |  | Maputo |  |  | 32,5938802 | -26,0384057 | 200 | 33 | 0,4 | 3Φ | 2015 | Freestate Transformers | TB1309062 | 991 | 45 | 949.1578 | 41.8422 | 41842.2222 |  | 43 | 49.55 | 49550 | 941.45 | 2.222% | 20.9211 | 62.7633 | 928.2367
10141103 | GMT | TRANSFORMADOR | PT 67 RE | TRANSFORMADOR MARCA:Transformador PT 67 RE | Maxixe |  | Inhambane |  |  | 32,2883181 | -23,8566962 | 100 | 33 | 0,4 | 3Φ | 2015 | Transformador | 96T369 | 763 | 45 | 730.7844 | 32.2156 | 32215.5556 |  | 43 | 38.15 | 38150 | 724.85 | 2.222% | 16.1078 | 48.3233 | 714.6767
10141103 | GMT | TRANSFORMADOR | PT 57 RE | TRANSFORMADOR MARCA:Transformadores de Mozambique PT 57 RE | Maxixe |  | Inhambane |  |  | 35,3194995 | -23,8732453 | 100 | 33 | 0,4 | 3Φ | 2015 | Transformadores de Mozambique | 96T368 | 763 | 45 | 730.7844 | 32.2156 | 32215.5556 |  | 43 | 38.15 | 38150 | 724.85 | 2.222% | 16.1078 | 48.3233 | 714.6767
10141103 | GMT | TRANSFORMADOR | 159 | TRANSFORMADOR MARCA:Fuji Tusco 159 |  |  | Nampula | BAIRRO DE MUATALA-ENTRADA MADALENA MALUCA |  | 15°7'30.407" | 39°14'47.494" | 250 | 33 | 400V | 3 | 2015 | Fuji Tusco | 541790 | 991 | 45 | 949.1578 | 41.8422 | 41842.2222 |  | 43 | 49.55 | 49550 | 941.45 | 2.222% | 20.9211 | 62.7633 | 928.2367
10141103 | GMT | TRANSFORMADOR | 172 | TRANSFORMADOR MARCA:EFACEC 172 |  |  | Mecuburi | MECUBURI, NACUACUALE |  |  |  | 100 | 33 | 400V | 3 | 2015 | EFACEC | F.000744.03 | 763 | 45 | 730.7844 | 32.2156 | 32215.5556 |  | 43 | 38.15 | 38150 | 724.85 | 2.222% | 16.1078 | 48.3233 | 714.6767
10141103 | GMT | TRANSFORMADOR | 180 | TRANSFORMADOR MARCA:E.S.T. 180 |  |  | Lalaua | LALAUA VELHA |  | S14ᵒ23.325 | E038ᵒ20.792 | 50 | 33 | 400V | 3 | 2015 | E.S.T. | TB-1509109 | 643 | 45 | 615.8511 | 27.1489 | 27148.8889 |  | 43 | 32.15 | 32150 | 610.85 | 2.222% | 13.5744 | 40.7233 | 602.2767
10141103 | GMT | TRANSFORMADOR | 224 | TRANSFORMADOR MARCA:TM 224 |  |  | Nampula | NACUCA ADMINISTRAÇÃO |  | 14º 58' 31.366" S | -38º -49' -0.401" W | 25 | 33 | 400V | 3 | 2015 | TM | 923134 | 643 | 45 | 615.8511 | 27.1489 | 27148.8889 |  | 43 | 32.15 | 32150 | 610.85 | 2.222% | 13.5744 | 40.7233 | 602.2767
10141103 | GMT | TRANSFORMADOR | 227 | TRANSFORMADOR MARCA:Power Tech 227 |  |  | Nampula | NAMAITA, PROXIMO DO HOSPITAL |  | 15°16,478' | 039°02,451' | 32 | 33 | 400V | 3 | 2015 | Power Tech | 10830301/04 | 643 | 45 | 615.8511 | 27.1489 | 27148.8889 |  | 43 | 32.15 | 32150 | 610.85 | 2.222% | 13.5744 | 40.7233 | 602.2767
10141103 | GMT | TRANSFORMADOR | 229 | TRANSFORMADOR MARCA:PowerTach 229 |  |  | Nampula | RUA MACOMBRE- ENTRADA DO HOTEL TROPICAL |  | 15º 7' 1.876" S | -39º -16' -1.773" W | 500 | 11 | 400V | 3 | 2015 | PowerTach | 10828202/03 | 1016 | 45 | 973.1022 | 42.8978 | 42897.7778 |  | 43 | 50.8 | 50800 | 965.2 | 2.222% | 21.4489 | 64.3467 | 951.6533
10141103 | GMT | TRANSFORMADOR | 301 | TRANSFORMADOR MARCA:Power Tech 301 |  |  | Nampula | MUAHIVIRE EXPANSÃO , DEPOIS DA MESQUITA NAKULUWE |  | 15º 9' 8.889" S | -39º -12' -47.543" W | 100 | 33 | 400V | 3 | 2015 | Power Tech | 10828301/04 | 763 | 45 | 730.7844 | 32.2156 | 32215.5556 |  | 43 | 38.15 | 38150 | 724.85 | 2.222% | 16.1078 | 48.3233 | 714.6767
10141103 | GMT | TRANSFORMADOR | PTS 16 | TRANSFORMADOR MARCA:ABB CUAMBA PTS 16 |  | CUAMBA | CUAMBA | ESCOLA SAMORA MACHEL (MONOBLO) |  | 14º 47' 29.452" S | -36º -32' -44.394" W | 315 | 33KV | 400V | 3 | 2015 | ABB | 11325FE | 1039 | 45 | 995.1311 | 43.8689 | 43868.8889 |  | 43 | 51.95 | 51950 | 987.05 | 2.222% | 21.9344 | 65.8033 | 973.1967
10141103 | GMT | TRANSFORMADOR | PTS 32 | TRANSFORMADOR MARCA:FUJI ELECTRIC CUAMBA PTS 32 |  | CUAMBA | CUAMBA | BAIRRO MILITAR (MONOBLOCO) |  | 14º 48' 34.268" S | -36º -32' -13.678" W | 315 | 33KV | 400V | 3 | 2015 | FUJI ELECTRIC | 11325FE | 1039 | 45 | 995.1311 | 43.8689 | 43868.8889 |  | 43 | 51.95 | 51950 | 987.05 | 2.222% | 21.9344 | 65.8033 | 973.1967
10141103 | GMT | TRANSFORMADOR | PTS 40 | TRANSFORMADOR MARCA:FUJI Tusco CUAMBA PTS 40 |  | CUAMBA | CUAMBA | 7 DE SETEMBRO (MONOBLO) |  | 14º 48' 30.387" S | -36º -31' -54.467" W | 500 | 33KV | 400V | 3 | 2015 | FUJI Tusco | 11325FE | 1200 | 45 | 1149.3333 | 50.6667 | 50666.6667 |  | 43 | 60 | 60000 | 1140 | 2.222% | 25.3333 | 76 | 1124
10141103 | GMT | TRANSFORMADOR |  | TRANSFORMADOR MARCA:POWERTECH PTS SPORTING |  | PTS SPORTING | QUALIMANE |  |  | S17 52 36.98 | E036 53 05.81 | 315 | 11 | 0,4 | 3 | 2015 | POWERTECH | 20917301/02 | 840 | 45 | 804.5333 | 35.4667 | 35466.6667 |  | 43 | 42 | 42000 | 798 | 2.222% | 17.7333 | 53.2 | 786.8
10141103 | GMT | TRANSFORMADOR |  | TRANSFORMADOR MARCA:TRANSFOMCO PTS REGULAR BEEF |  | PTS REGULAR BEEF | MOCUBA |  |  | S 16 49 05.50 | E 037 01 24.53 | 315 | 11 | 0,4 | 3 | 2015 | TRANSFOMCO |  | 840 | 45 | 804.5333 | 35.4667 | 35466.6667 |  | 43 | 42 | 42000 | 798 | 2.222% | 17.7333 | 53.2 | 786.8
10141103 | GMT | TRANSFORMADOR |  | TRANSFORMADOR MARCA:ITB PTS MOANDIA |  | PTS MOANDIA | MOCUBA |  |  | S16 49 15.58 | E037 00 36.98 | 315 | 11 | 0,4 | 3 | 2015 | ITB |  | 840 | 45 | 804.5333 | 35.4667 | 35466.6667 |  | 43 | 42 | 42000 | 798 | 2.222% | 17.7333 | 53.2 | 786.8
10141103 | GMT | TRANSFORMADOR |  | TRANSFORMADOR MARCA:FST PTS 1019 |  | PTS 1019 | MOCUBA |  |  | S16 51 38.93 | E036 57 47.51 | 315 | 11 | 0,4 | 3 | 2015 | FST | TB11509106 | 840 | 45 | 804.5333 | 35.4667 | 35466.6667 |  | 43 | 42 | 42000 | 798 | 2.222% | 17.7333 | 53.2 | 786.8
10141103 | GMT | TRANSFORMADOR |  | TRANSFORMADOR MARCA:FST PTS 1036 |  | PTS 1036 | MOCUBA |  |  | S16 52 16.01 | E036 57 10.84 | 315 | 11 | 0,4 | 3 | 2015 | FST | TB11509111 | 840 | 45 | 804.5333 | 35.4667 | 35466.6667 |  | 43 | 42 | 42000 | 798 | 2.222% | 17.7333 | 53.2 | 786.8
10141103 | GMT | TRANSFORMADOR | PTS 3012 | TRANSFORMADOR MARCA:EFAEAC ALTO MOLOCUE PTS 3012 |  | ALTO MOLOCUE | ALTO MOLOCUE | HOTEL CAPALUNHA |  | 15°38'31.349" | 37°42'2.060" | 200 | 33KV | 400V | 3 | 2015 | EFAEAC |  | 991 | 45 | 949.1578 | 41.8422 | 41842.2222 |  | 43 | 49.55 | 49550 | 941.45 | 2.222% | 20.9211 | 62.7633 | 928.2367
10141103 | GMT | TRANSFORMADOR | PTS 313 | TRANSFORMADOR MARCA:FREE STATE TRFR CHIMURA PTS 313 |  | CHIMURA | MARRUMBALA | AUGUSTNAO NETO |  | 17°19'59.541" | 35°35'38.841 | 160 | 33KV | 400V | 3 | 2015 | FREE STATE TRFR |  | 991 | 45 | 949.1578 | 41.8422 | 41842.2222 |  | 43 | 49.55 | 49550 | 941.45 | 2.222% | 20.9211 | 62.7633 | 928.2367
10141103 | GMT | TRANSFORMADOR | PTS 304 | TRANSFORMADOR MARCA:TRFR DE MOZ CHIMURA PTS 304 |  | CHIMURA | MARRUMBALA | AUGUSTNAO NETO |  | 17°19'52.38" | 35°35'37.791" | 250 | 33KV | 400V | 3 | 2015 | TRFR DE MOZ |  | 991 | 45 | 949.1578 | 41.8422 | 41842.2222 |  | 43 | 49.55 | 49550 | 941.45 | 2.222% | 20.9211 | 62.7633 | 928.2367
10141103 | GMT | TRANSFORMADOR |  | TRANSFORMADOR MARCA:Free state transformer SE10 |  | SE10 | Maputo |  |  |  |  | 200 | 33 | 0.4 | 3 | 2015 | Free state transformer | TB1509074 | 991 | 45 | 949.1578 | 41.8422 | 41842.2222 |  | 43 | 49.55 | 49550 | 941.45 | 2.222% | 20.9211 | 62.7633 | 928.2367
10141103 | PMT | TRANSFORMADOR |  | TRANSFORMADOR MARCA:EFACEC SE-MOATIZE | TETE | SE-MOATIZE | MOATIZE | ESCRITORIO EDM |  | 577733.111 | 8218041.414 | 250 | 6.6 | 0.4 | 3 | 2015 | EFACEC | 13496-1 | 840 | 45 | 804.5333 | 35.4667 | 35466.6667 |  | 43 | 42 | 42000 | 798 | 2.222% | 17.7333 | 53.2 | 786.8
10141103 | PMT | TRANSFORMADOR |  | TRANSFORMADOR MARCA:EFACEC SE-MOATIZE | TETE | SE-MOATIZE | MOATIZE | IRMAS |  | 577829.930 | 8218356.021 | 250 | 6.6 | 0.4 | 3 | 2015 | EFACEC | 14287 | 840 | 45 | 804.5333 | 35.4667 | 35466.6667 |  | 43 | 42 | 42000 | 798 | 2.222% | 17.7333 | 53.2 | 786.8
10141103 | PMT | TRANSFORMADOR |  | TRANSFORMADOR MARCA:FUJI TUSCO SE-TETE | TETE | SE-TETE | MOATIZE | SEDE 25/09 |  | 577034.627 | 8218664.245 | 100 | 33 | 0.4 | 3 | 2015 | FUJI TUSCO | 561252 | 763 | 45 | 730.7844 | 32.2156 | 32215.5556 |  | 43 | 38.15 | 38150 | 724.85 | 2.222% | 16.1078 | 48.3233 | 714.6767
10141103 | PMT | TRANSFORMADOR |  | TRANSFORMADOR MARCA:EFACEC SE-TETE | TETE | SE-TETE | MOATIZE | CHIRINZE |  | 574468.551 | 8218051.012 | 200 | 33 | 0.4 | 3 | 2015 | EFACEC | 14287 | 991 | 45 | 949.1578 | 41.8422 | 41842.2222 |  | 43 | 49.55 | 49550 | 941.45 | 2.222% | 20.9211 | 62.7633 | 928.2367
10141103 | PMT | TRANSFORMADOR |  | TRANSFORMADOR MARCA:FUJI TUSCO SE-TETE | TETE | SE-TETE | MOATIZE | CATEME-3 |  | 603318.732 | 8220600.690 | 160 | 33 | 0.4 | 3 | 2015 | FUJI TUSCO | N/A | 991 | 45 | 949.1578 | 41.8422 | 41842.2222 |  | 43 | 49.55 | 49550 | 941.45 | 2.222% | 20.9211 | 62.7633 | 928.2367
10141103 | PMT | TRANSFORMADOR |  | TRANSFORMADOR MARCA:FUJI TUSCO SE-TETE | TETE | SE-TETE | MOATIZE | CATEME-4 |  | 603387.291 | 8220006.169 | 100 | 33 | 0.4 | 3 | 2015 | FUJI TUSCO | N/A | 763 | 45 | 730.7844 | 32.2156 | 32215.5556 |  | 43 | 38.15 | 38150 | 724.85 | 2.222% | 16.1078 | 48.3233 | 714.6767
10141103 | PMT | TRANSFORMADOR |  | TRANSFORMADOR MARCA:EFACEC SE-TETE | TETE | SE-TETE | MOATIZE | MUALADZI-1 |  | 609879.713 | 8219574.787 | 250 | 33 | 0.4 | 3 | 2015 | EFACEC | 14302 | 991 | 45 | 949.1578 | 41.8422 | 41842.2222 |  | 43 | 49.55 | 49550 | 941.45 | 2.222% | 20.9211 | 62.7633 | 928.2367
10141103 | PMT | TRANSFORMADOR |  | TRANSFORMADOR MARCA:EFACEC SE-TETE | TETE | SE-TETE | MOATIZE | MUALADZI-2-RIO TINTO |  | 609831.682 | 8218970.968 | 160 | 33 | 0.4 | 3 | 2015 | EFACEC | 14298 | 991 | 45 | 949.1578 | 41.8422 | 41842.2222 |  | 43 | 49.55 | 49550 | 941.45 | 2.222% | 20.9211 | 62.7633 | 928.2367
10141103 | PMT | TRANSFORMADOR |  | TRANSFORMADOR MARCA:EFACEC SE-TETE | TETE | SE-TETE | MOATIZE | MUALADZI-3-PROX DO MERCADO |  | 610378.221 | 8218267.932 | 160 | 33 | 0.4 | 3 | 2015 | EFACEC | N/A | 991 | 45 | 949.1578 | 41.8422 | 41842.2222 |  | 43 | 49.55 | 49550 | 941.45 | 2.222% | 20.9211 | 62.7633 | 928.2367
10141103 | PMT | TRANSFORMADOR |  | TRANSFORMADOR MARCA:FUJI TUSCO SE-TETE | TETE | SE-TETE | MOATIZE | MUALADZI-4-MERCADO |  | 611070.946 | 8219802.710 | 160 | 33 | 0.4 | 3 | 2015 | FUJI TUSCO | 521188 | 991 | 45 | 949.1578 | 41.8422 | 41842.2222 |  | 43 | 49.55 | 49550 | 941.45 | 2.222% | 20.9211 | 62.7633 | 928.2367
10141103 | PMT | TRANSFORMADOR |  | TRANSFORMADOR MARCA:FUJI TUSCO SE-TETE | TETE | SE-TETE | MOATIZE | MWALADZI 7 |  | 610614.263 | 8218546.764 | 160 | 33 | 0.4 | 3 | 2015 | FUJI TUSCO | N/A | 991 | 45 | 949.1578 | 41.8422 | 41842.2222 |  | 43 | 49.55 | 49550 | 941.45 | 2.222% | 20.9211 | 62.7633 | 928.2367
10141103 | PMT | TRANSFORMADOR |  | TRANSFORMADOR MARCA:EFACEC SE-TETE | TETE | SE-TETE | MOATIZE | FALECIDO OCILIO |  | 577477.746 | 8218864.916 | 250 | 33 | 0.4 | 3 | 2015 | EFACEC | N/A | 991 | 45 | 949.1578 | 41.8422 | 41842.2222 |  | 43 | 49.55 | 49550 | 941.45 | 2.222% | 20.9211 | 62.7633 | 928.2367
10141103 | PMT | TRANSFORMADOR |  | TRANSFORMADOR MARCA:FST SE-MANJE | TETE | SE-MANJE | ULONGUE | E.DAUSSE |  | 647136.180 | 8371726.705 | 160 | 33 | 0.4 | 3 | 2015 | FST | TB 1509058 | 991 | 45 | 949.1578 | 41.8422 | 41842.2222 |  | 43 | 49.55 | 49550 | 941.45 | 2.222% | 20.9211 | 62.7633 | 928.2367
10141103 | PMT | TRANSFORMADOR |  | TRANSFORMADOR MARCA:POWER TECH SE-MANJE | TETE | SE-MANJE | ULONGUE | NOVO MERCADO |  | 645482.364 | 8371037.147 | 50 | 33 | 0.4 | 3 | 2015 | POWER TECH | 10836201/04 | 643 | 45 | 615.8511 | 27.1489 | 27148.8889 |  | 43 | 32.15 | 32150 | 610.85 | 2.222% | 13.5744 | 40.7233 | 602.2767
10141103 | PMT | TRANSFORMADOR |  | TRANSFORMADOR MARCA:TM SE-MANJE | TETE | SE-MANJE | DOMUE | DOMUE-MERCADO |  | 617016.651 | 8393608.852 | 200 | 33 | 0.4 | 3 | 2015 | TM | 979620 | 991 | 45 | 949.1578 | 41.8422 | 41842.2222 |  | 43 | 49.55 | 49550 | 941.45 | 2.222% | 20.9211 | 62.7633 | 928.2367
10141103 | PMT | TRANSFORMADOR |  | TRANSFORMADOR MARCA:FST SE-JINDAL | TETE | SE-JINDAL | CHITIMA | 1 MAIO |  | 474956.185 | 8259840.698 | 250 | 33 | 0.4 | 3 | 2015 | FST | DT1509085 | 991 | 45 | 949.1578 | 41.8422 | 41842.2222 |  | 43 | 49.55 | 49550 | 941.45 | 2.222% | 20.9211 | 62.7633 | 928.2367
10141103 | PMT | TRANSFORMADOR |  | TRANSFORMADOR MARCA:POWER TECH SE-MATAMBO | TETE | SE-MATAMBO | CHANGARA | MAZOE-CHINHANDE |  | 540288.039 | 8169808.200 | 100 | 33 | 0.4 | 3 | 2015 | POWER TECH | 10836201/04 | 763 | 45 | 730.7844 | 32.2156 | 32215.5556 |  | 43 | 38.15 | 38150 | 724.85 | 2.222% | 16.1078 | 48.3233 | 714.6767
10141103 | PMT | TRANSFORMADOR |  | TRANSFORMADOR MARCA:ASTOR SE-MANJE | TETE | SE-MANJE | MARAVIA | ADMISTRACAO |  | 380518.692 | 8323831.426 | 250 | 33 | 0.4 | 3 | 2015 | ASTOR | 17-12451 | 991 | 45 | 949.1578 | 41.8422 | 41842.2222 |  | 43 | 49.55 | 49550 | 941.45 | 2.222% | 20.9211 | 62.7633 | 928.2367
10141103 | PMT | TRANSFORMADOR |  | TRANSFORMADOR MARCA:EFACEC SE-MANJE | TETE | SE-MANJE | CHIFUNDE | FUNAE |  | 495462.016 | 8326455.303 | 50 | 33 | 0.4 | 3 | 2015 | EFACEC |  | 643 | 45 | 615.8511 | 27.1489 | 27148.8889 |  | 43 | 32.15 | 32150 | 610.85 | 2.222% | 13.5744 | 40.7233 | 602.2767
10141103 | PMT | TRANSFORMADOR |  | TRANSFORMADOR MARCA:FUJI TUSCO SE-MANJE | TETE | SE-MANJE | TSANGANO | KALIPALE-BIFOLO |  | 667498.292 | 8350449.880 | 50 | 33 | 0.4 | 3 | 2015 | FUJI TUSCO |  | 643 | 45 | 615.8511 | 27.1489 | 27148.8889 |  | 43 | 32.15 | 32150 | 610.85 | 2.222% | 13.5744 | 40.7233 | 602.2767
10141103 | PMT | TRANSFORMADOR |  | TRANSFORMADOR MARCA:FST SE-JINDAL | TETE | SE-JINDAL | MARARA | ADMINISTRAG |  | 15°58'1.808” | 33°9'20.791” | 100 | 33 | 0.4 | 3 | 2015 | FST | TB1505057 | 763 | 45 | 730.7844 | 32.2156 | 32215.5556 |  | 43 | 38.15 | 38150 | 724.85 | 2.222% | 16.1078 | 48.3233 | 714.6767
10141103 | PMT | TRANSFORMADOR |  | TRANSFORMADOR MARCA:FST SE-JINDAL | TETE | SE-JINDAL | MARARA | BAIRRO-2 |  | 15°57'43.93” | 33°9'34.641” | 100 | 33 | 0.4 | 3 | 2015 | FST | TB1505055 | 763 | 45 | 730.7844 | 32.2156 | 32215.5556 |  | 43 | 38.15 | 38150 | 724.85 | 2.222% | 16.1078 | 48.3233 | 714.6767
10141103 | PMT | TRANSFORMADOR |  | TRANSFORMADOR MARCA:FST SE-JINDAL | TETE | SE-JINDAL | MARARA | BAIRRO-1 |  | 15°58'15.57” | 33°9'10.030” | 100 | 33 | 0.4 | 3 | 2015 | FST | TB1505059 | 763 | 45 | 730.7844 | 32.2156 | 32215.5556 |  | 43 | 38.15 | 38150 | 724.85 | 2.222% | 16.1078 | 48.3233 | 714.6767
10141103 | PMT | TRANSFORMADOR |  | TRANSFORMADOR MARCA:FST SE-JINDAL | TETE | SE-JINDAL | MARARA | PONTE-9 |  | 514075.443 | 8234523.622 | 100 | 33 | 0.4 | 3 | 2015 | FST | TB1505056 | 763 | 45 | 730.7844 | 32.2156 | 32215.5556 |  | 43 | 38.15 | 38150 | 724.85 | 2.222% | 16.1078 | 48.3233 | 714.6767
10141103 | PMT | TRANSFORMADOR |  | TRANSFORMADOR MARCA:FST SE-JINDAL | TETE | SE-JINDAL | MARARA | CATACHA |  | 509475.753 | 8237954.204 | 100 | 33 | 0.4 | 3 | 2015 | FST | TB1505052 | 763 | 45 | 730.7844 | 32.2156 | 32215.5556 |  | 43 | 38.15 | 38150 | 724.85 | 2.222% | 16.1078 | 48.3233 | 714.6767
10141103 | PMT | TRANSFORMADOR |  | TRANSFORMADOR MARCA:SIEMENS SE-JINDAL | TETE | SE-JINDAL | MARARA | FUNAE |  | 15°59'31.560 | 33°8'33.4 | 100 | 33 | 0.4 | 3 | 2015 | SIEMENS | B264023 | 763 | 45 | 730.7844 | 32.2156 | 32215.5556 |  | 43 | 38.15 | 38150 | 724.85 | 2.222% | 16.1078 | 48.3233 | 714.6767
10141103 | PMT | TRANSFORMADOR |  | TRANSFORMADOR MARCA:TRANSFORMAN SE-CHIMUARA | TETE | SE-CHIMUARA | MUTARARA | 1° MAIN |  | 720571.474 | 8069869.076 | 250 | 33 | 0.4 | 3 | 2015 | TRANSFORMAN | 60071 | 991 | 45 | 949.1578 | 41.8422 | 41842.2222 |  | 43 | 49.55 | 49550 | 941.45 | 2.222% | 20.9211 | 62.7633 | 928.2367
10141103 | PMT | TRANSFORMADOR | EG PTS6000 | TRANSFORMADOR MARCA: LICHINGA EG PTS6000 |  | LICHINGA | COBUE | Mandambuzi 1 |  | S12 17.993 | E35 17.393 | 50 | 33KV | 400V | 3 | 2015 |  |  | 643 | 45 | 615.8511 | 27.1489 | 27148.8889 |  | 43 | 32.15 | 32150 | 610.85 | 2.222% | 13.5744 | 40.7233 | 602.2767
10141103 | PMT | TRANSFORMADOR | EG PTS6001 | TRANSFORMADOR MARCA: LICHINGA EG PTS6001 |  | LICHINGA | COBUE | Mandambuzi 2 |  | S12 17.125 | E35 17.394 | 50 | 33KV | 400V | 3 | 2015 |  |  | 643 | 45 | 615.8511 | 27.1489 | 27148.8889 |  | 43 | 32.15 | 32150 | 610.85 | 2.222% | 13.5744 | 40.7233 | 602.2767
10141103 | PMT | TRANSFORMADOR | EG PTS6002 | TRANSFORMADOR MARCA: LICHINGA EG PTS6002 |  | LICHINGA | COBUE | Na Igreja |  | S12 08.139 | E35 17.395 | 315 | 33KV | 400V | 3 | 2015 |  |  | 1039 | 45 | 995.1311 | 43.8689 | 43868.8889 |  | 43 | 51.95 | 51950 | 987.05 | 2.222% | 21.9344 | 65.8033 | 973.1967
10141103 | PMT | TRANSFORMADOR | EG PTS6003 | TRANSFORMADOR MARCA: LICHINGA EG PTS6003 |  | LICHINGA | MAVAGO | No Mercado |  | S12 08.316 | E35 17.396 | 200 | 33KV | 400V | 3 | 2015 |  |  | 991 | 45 | 949.1578 | 41.8422 | 41842.2222 |  | 43 | 49.55 | 49550 | 941.45 | 2.222% | 20.9211 | 62.7633 | 928.2367
10141103 | PMT | TRANSFORMADOR | PTS 18 | TRANSFORMADOR MARCA: CUAMBA PTS 18 |  | CUAMBA | CUAMBA | ADINE3 IGREJA CATOLICA |  | 14º 47' 41.129" S | -36º -33' -18.158" W | 100 | 33KV | 400V | 3 | 2015 |  |  | 763 | 45 | 730.7844 | 32.2156 | 32215.5556 |  | 43 | 38.15 | 38150 | 724.85 | 2.222% | 16.1078 | 48.3233 | 714.6767
10141103 | PMT | TRANSFORMADOR | PTS 22 | TRANSFORMADOR MARCA: CUAMBA PTS 22 |  | CUAMBA | CUAMBA | ADINE 3 EXPANSAO |  | 14º 47' 53.05" S | -36º -33' -35.173" W | 100 | 33KV | 400V | 3 | 2015 |  |  | 763 | 45 | 730.7844 | 32.2156 | 32215.5556 |  | 43 | 38.15 | 38150 | 724.85 | 2.222% | 16.1078 | 48.3233 | 714.6767
10141103 | PMT | TRANSFORMADOR | PTS 23 | TRANSFORMADOR MARCA: CUAMBA PTS 23 |  | CUAMBA | CUAMBA | NACACA(ESTRADA NAMPULA) |  | 14º 48' 16.175" S | -36º -33' -53.702" W | 100 | 33KV | 400V | 3 | 2015 |  |  | 763 | 45 | 730.7844 | 32.2156 | 32215.5556 |  | 43 | 38.15 | 38150 | 724.85 | 2.222% | 16.1078 | 48.3233 | 714.6767
10141103 | PMT | TRANSFORMADOR | PTS 27 | TRANSFORMADOR MARCA: CUAMBA PTS 27 |  | CUAMBA | CUAMBA | CALAPEIA |  | 14º 48' 8.012" S | -36º -33' -7.728" W | 100 | 33KV | 400V | 3 | 2015 |  |  | 763 | 45 | 730.7844 | 32.2156 | 32215.5556 |  | 43 | 38.15 | 38150 | 724.85 | 2.222% | 16.1078 | 48.3233 | 714.6767
10141103 | PMT | TRANSFORMADOR | PTS 29 | TRANSFORMADOR MARCA: CUAMBA PTS 29 |  | CUAMBA | CUAMBA | MUTXORA IGREJA CATOLICA |  | 14º 48' 29.463" S | -36º -33' -0.233" W | 100 | 33KV | 400V | 3 | 2015 |  |  | 763 | 45 | 730.7844 | 32.2156 | 32215.5556 |  | 43 | 38.15 | 38150 | 724.85 | 2.222% | 16.1078 | 48.3233 | 714.6767
10141103 | PMT | TRANSFORMADOR | PTS 31 | TRANSFORMADOR MARCA: CUAMBA PTS 31 |  | CUAMBA | CUAMBA | BAIRRO MALAWIANO |  | 14º 48' 39.425" S | -36º -32' -21.509" W | 100 | 33KV | 400V | 3 | 2015 |  |  | 763 | 45 | 730.7844 | 32.2156 | 32215.5556 |  | 43 | 38.15 | 38150 | 724.85 | 2.222% | 16.1078 | 48.3233 | 714.6767
10141103 | PMT | TRANSFORMADOR | PTS 34 | TRANSFORMADOR MARCA: CUAMBA PTS 34 |  | CUAMBA | CUAMBA | BAIRRO NAMUITIMBWA |  | 14º 49' 52.399" S | -36º -32' -17.843" W | 100 | 33KV | 400V | 3 | 2015 |  |  | 763 | 45 | 730.7844 | 32.2156 | 32215.5556 |  | 43 | 38.15 | 38150 | 724.85 | 2.222% | 16.1078 | 48.3233 | 714.6767
10141103 | PMT | TRANSFORMADOR | PTS 35 | TRANSFORMADOR MARCA: CUAMBA PTS 35 |  | CUAMBA | CUAMBA | BAIRRO MATIAS |  | 14º 52' 17.661" S | -36º -32' -10.278" W | 50 | 33KV | 400V | 3 | 2015 |  |  | 643 | 45 | 615.8511 | 27.1489 | 27148.8889 |  | 43 | 32.15 | 32150 | 610.85 | 2.222% | 13.5744 | 40.7233 | 602.2767
10141103 | PMT | TRANSFORMADOR | PTS 36 | TRANSFORMADOR MARCA: CUAMBA PTS 36 |  | CUAMBA | CUAMBA | BAIRRO MAMDIMBA |  | 14º 53' 51.84" S | -36º -31' -42.554" W | 50 | 33KV | 400V | 3 | 2015 |  |  | 643 | 45 | 615.8511 | 27.1489 | 27148.8889 |  | 43 | 32.15 | 32150 | 610.85 | 2.222% | 13.5744 | 40.7233 | 602.2767
10141103 | PMT | TRANSFORMADOR | PTS 37 | TRANSFORMADOR MARCA: CUAMBA PTS 37 |  | CUAMBA | CUAMBA | MALAPA |  | 14º 58' 53.129" S | -36º -31' -21.875" W | 50 | 33KV | 400V | 3 | 2015 |  |  | 643 | 45 | 615.8511 | 27.1489 | 27148.8889 |  | 43 | 32.15 | 32150 | 610.85 | 2.222% | 13.5744 | 40.7233 | 602.2767
10141103 | PMT | TRANSFORMADOR | PTS 38 | TRANSFORMADOR MARCA: CUAMBA PTS 38 |  | CUAMBA | CUAMBA | BAIRRO MADEMO |  | 14º 48' 9.217" S | -36º -31' -45.547" W | 50 | 33KV | 400V | 3 | 2015 |  |  | 643 | 45 | 615.8511 | 27.1489 | 27148.8889 |  | 43 | 32.15 | 32150 | 610.85 | 2.222% | 13.5744 | 40.7233 | 602.2767
10141103 | PMT | TRANSFORMADOR | PTS 42 | TRANSFORMADOR MARCA: CUAMBA PTS 42 |  | CUAMBA | CUAMBA | BAIRRO SAPURA |  | 14º 49' 3.282" S | -36º -31' -28.587" W | 100 | 33KV | 400V | 3 | 2015 |  |  | 763 | 45 | 730.7844 | 32.2156 | 32215.5556 |  | 43 | 38.15 | 38150 | 724.85 | 2.222% | 16.1078 | 48.3233 | 714.6767
10141103 | PMT | TRANSFORMADOR | PTS 44 | TRANSFORMADOR MARCA: CUAMBA PTS 44 |  | CUAMBA | CUAMBA | MAGANGA SECUNDARIA |  | 14º 48' 35.205" S | -36º -30' -54.407" W | 100 | 33KV | 400V | 3 | 2015 |  |  | 763 | 45 | 730.7844 | 32.2156 | 32215.5556 |  | 43 | 38.15 | 38150 | 724.85 | 2.222% | 16.1078 | 48.3233 | 714.6767
10141103 | PMT | TRANSFORMADOR | PTS 45 | TRANSFORMADOR MARCA: CUAMBA PTS 45 |  | CUAMBA | CUAMBA | JOAO LINHA FERRIA |  | 14º 48' 43.321" S | -36º -31' -5.145" W | 100 | 33KV | 400V | 3 | 2015 |  |  | 763 | 45 | 730.7844 | 32.2156 | 32215.5556 |  | 43 | 38.15 | 38150 | 724.85 | 2.222% | 16.1078 | 48.3233 | 714.6767
10141103 | PMT | TRANSFORMADOR | PTS 48 | TRANSFORMADOR MARCA: CUAMBA PTS 48 |  | CUAMBA | CUAMBA | MINAS HOSPITAL |  | 14º 48' 34.196" S | -36º -29' -39.304" W | 50 | 33KV | 400V | 3 | 2015 |  |  | 643 | 45 | 615.8511 | 27.1489 | 27148.8889 |  | 43 | 32.15 | 32150 | 610.85 | 2.222% | 13.5744 | 40.7233 | 602.2767
10141103 | PMT | TRANSFORMADOR | PTS 53 | TRANSFORMADOR MARCA: CUAMBA PTS 53 |  | CUAMBA | CUAMBA | NASSOMBE |  | 14º 47' 26.779" S | -36º -29' -39.41" W | 50 | 33KV | 400V | 3 | 2015 |  |  | 643 | 45 | 615.8511 | 27.1489 | 27148.8889 |  | 43 | 32.15 | 32150 | 610.85 | 2.222% | 13.5744 | 40.7233 | 602.2767
10141103 | PMT | TRANSFORMADOR | PTS 55 | TRANSFORMADOR MARCA: CUAMBA PTS 55 |  | CUAMBA | CUAMBA | MACAUE |  | 14º 44' 2.906" S | -36º -26' -3.37" W | 100 | 33KV | 400V | 3 | 2015 |  |  | 763 | 45 | 730.7844 | 32.2156 | 32215.5556 |  | 43 | 38.15 | 38150 | 724.85 | 2.222% | 16.1078 | 48.3233 | 714.6767
10141103 | PMT | TRANSFORMADOR | PTS 56 | TRANSFORMADOR MARCA: CUAMBA PTS 56 |  | CUAMBA | CUAMBA | MATUANE |  | 14º 39' 32.777" S | -36º -22' -47.037" W | 200 | 33KV | 400V | 3 | 2015 |  |  | 991 | 45 | 949.1578 | 41.8422 | 41842.2222 |  | 43 | 49.55 | 49550 | 941.45 | 2.222% | 20.9211 | 62.7633 | 928.2367
10141103 | PMT | TRANSFORMADOR | PTS 58 | TRANSFORMADOR MARCA: CUAMBA PTS 58 |  | CUAMBA | CUAMBA | MEPICA |  | 14º 37' 14.657" S | -36º -20' -54.06" W | 100 | 33KV | 400V | 3 | 2015 |  |  | 763 | 45 | 730.7844 | 32.2156 | 32215.5556 |  | 43 | 38.15 | 38150 | 724.85 | 2.222% | 16.1078 | 48.3233 | 714.6767
10141103 | PMT | TRANSFORMADOR | PTS 59 | TRANSFORMADOR MARCA: CUAMBA PTS 59 |  | CUAMBA | CUAMBA | BAIRRO MUJAUA |  | 14º 47' 9.412" S | -36º -31' -58.091" W | 50 | 33KV | 400V | 3 | 2015 |  |  | 643 | 45 | 615.8511 | 27.1489 | 27148.8889 |  | 43 | 32.15 | 32150 | 610.85 | 2.222% | 13.5744 | 40.7233 | 602.2767
10141103 | PMT | TRANSFORMADOR | PTS 60 | TRANSFORMADOR MARCA: CUAMBA PTS 60 |  | CUAMBA | CUAMBA | MUJAUA ESCOLA |  | 14º 46' 46.915" S | -36º -31' -52.796" W | 50 | 33KV | 400V | 3 | 2015 |  |  | 643 | 45 | 615.8511 | 27.1489 | 27148.8889 |  | 43 | 32.15 | 32150 | 610.85 | 2.222% | 13.5744 | 40.7233 | 602.2767
10141103 | PMT | TRANSFORMADOR | PTS 62 | TRANSFORMADOR MARCA: CUAMBA PTS 62 |  | CUAMBA | CUAMBA | SOLOMBA |  | 14º 46' 17.816" S | -36º -32' -57.767" W | 100 | 33KV | 400V | 3 | 2015 |  |  | 763 | 45 | 730.7844 | 32.2156 | 32215.5556 |  | 43 | 38.15 | 38150 | 724.85 | 2.222% | 16.1078 | 48.3233 | 714.6767
10141103 | PMT | TRANSFORMADOR | PTS 63 | TRANSFORMADOR MARCA: CUAMBA PTS 63 |  | CUAMBA | CUAMBA | NJATO |  | 14º 46' 53.111" S | -36º -32' -58.407" W | 100 | 33KV | 400V | 3 | 2015 |  |  | 763 | 45 | 730.7844 | 32.2156 | 32215.5556 |  | 43 | 38.15 | 38150 | 724.85 | 2.222% | 16.1078 | 48.3233 | 714.6767
10141103 | PMT | TRANSFORMADOR | PTS 64 | TRANSFORMADOR MARCA: CUAMBA PTS 64 |  | CUAMBA | CUAMBA | CRUZAMENTO MITUCUE |  | 14º 43' 43.514" S | -36º -34' -26.046" W | 100 | 33KV | 400V | 3 | 2015 |  |  | 763 | 45 | 730.7844 | 32.2156 | 32215.5556 |  | 43 | 38.15 | 38150 | 724.85 | 2.222% | 16.1078 | 48.3233 | 714.6767
10141103 | PMT | TRANSFORMADOR | PTS 66 | TRANSFORMADOR MARCA: CUAMBA PTS 66 |  | CUAMBA | CUAMBA | MITUCUE CENTRO |  | 14º 43' 49.669" S | -36º -37' -34.961" W | 100 | 33KV | 400V | 3 | 2015 |  |  | 763 | 45 | 730.7844 | 32.2156 | 32215.5556 |  | 43 | 38.15 | 38150 | 724.85 | 2.222% | 16.1078 | 48.3233 | 714.6767
10141103 | PMT | TRANSFORMADOR | PTS 68 | TRANSFORMADOR MARCA: CUAMBA PTS 68 |  | CUAMBA | CUAMBA | JASSE |  | 14º 43' 15.012" S | -36º -37' -55.421" W | 50 | 33KV | 400V | 3 | 2015 |  |  | 643 | 45 | 615.8511 | 27.1489 | 27148.8889 |  | 43 | 32.15 | 32150 | 610.85 | 2.222% | 13.5744 | 40.7233 | 602.2767
10141103 | PMT | TRANSFORMADOR | PTS 72 | TRANSFORMADOR MARCA: CUAMBA PTS 72 |  | CUAMBA | CUAMBA | MURRUSSO |  | 14º 47' 4.11" S | -36º -41' -42.795" W | 50 | 33KV | 400V | 3 | 2015 |  |  | 643 | 45 | 615.8511 | 27.1489 | 27148.8889 |  | 43 | 32.15 | 32150 | 610.85 | 2.222% | 13.5744 | 40.7233 | 602.2767
10141103 | PMT | TRANSFORMADOR | PTS 4001 | TRANSFORMADOR MARCA: CUAMBA PTS 4001 |  | CUAMBA | NIPEPE | Bairro Cimento |  | 14º 1' 48.326" S | -37º -51' -15.988" W | 250 | 33KV | 400V | 3 | 2015 |  |  | 991 | 45 | 949.1578 | 41.8422 | 41842.2222 |  | 43 | 49.55 | 49550 | 941.45 | 2.222% | 20.9211 | 62.7633 | 928.2367
10141103 | PMT | TRANSFORMADOR | PTS 4002 | TRANSFORMADOR MARCA: CUAMBA PTS 4002 |  | CUAMBA | NIPEPE | Bairro Nipepe |  | 14º 1' 20.201" S | -37º -50' -54.194" W | 200 | 33KV | 400V | 3 | 2015 |  |  | 991 | 45 | 949.1578 | 41.8422 | 41842.2222 |  | 43 | 49.55 | 49550 | 941.45 | 2.222% | 20.9211 | 62.7633 | 928.2367
10141103 | PMT | TRANSFORMADOR | PTS 4003 | TRANSFORMADOR MARCA: CUAMBA PTS 4003 |  | CUAMBA | NIPEPE | Muahache 1 |  | 14º 1' 52.32" S | -37º -49' -45.631" W | 100 | 33KV | 400V | 3 | 2015 |  |  | 763 | 45 | 730.7844 | 32.2156 | 32215.5556 |  | 43 | 38.15 | 38150 | 724.85 | 2.222% | 16.1078 | 48.3233 | 714.6767
10141103 | PMT | TRANSFORMADOR | PTS 4004 | TRANSFORMADOR MARCA: CUAMBA PTS 4004 |  | CUAMBA | NIPEPE | Muahache 2 |  | 14º 1' 9.421" S | -37º -50' -11.815" W | 100 | 33KV | 400V | 3 | 2015 |  |  | 763 | 45 | 730.7844 | 32.2156 | 32215.5556 |  | 43 | 38.15 | 38150 | 724.85 | 2.222% | 16.1078 | 48.3233 | 714.6767
10141103 | PMT | TRANSFORMADOR | PTS 4005 | TRANSFORMADOR MARCA: CUAMBA PTS 4005 |  | CUAMBA | NIPEPE | Mucuatiua |  | 14º 1' 10.397" S | -37º -51' -40.643" W | 160 | 33KV | 400V | 3 | 2015 |  |  | 991 | 45 | 949.1578 | 41.8422 | 41842.2222 |  | 43 | 49.55 | 49550 | 941.45 | 2.222% | 20.9211 | 62.7633 | 928.2367
10141103 | PMT | TRANSFORMADOR | PTS 4006 | TRANSFORMADOR MARCA: CUAMBA PTS 4006 |  | CUAMBA | NIPEPE | Tequeliua |  | 14º 0' 57.222" S | -37º -49' -12.312" W | 100 | 33KV | 400V | 3 | 2015 |  |  | 763 | 45 | 730.7844 | 32.2156 | 32215.5556 |  | 43 | 38.15 | 38150 | 724.85 | 2.222% | 16.1078 | 48.3233 | 714.6767
10141103 | PMT | TRANSFORMADOR | PTS 4007 | TRANSFORMADOR MARCA: CUAMBA PTS 4007 |  | CUAMBA | NIPEPE | Capoca |  | 14º 1' 37.777" S | -37º -53' -27.911" W | 100 | 33KV | 400V | 3 | 2015 |  |  | 763 | 45 | 730.7844 | 32.2156 | 32215.5556 |  | 43 | 38.15 | 38150 | 724.85 | 2.222% | 16.1078 | 48.3233 | 714.6767
10141103 | PMT | TRANSFORMADOR | PTS 4008 | TRANSFORMADOR MARCA: CUAMBA PTS 4008 |  | CUAMBA | NIPEPE | Massaca |  | 14º 0' 42.885" S | -37º -52' -12.977" W | 100 | 33KV | 400V | 3 | 2015 |  |  | 763 | 45 | 730.7844 | 32.2156 | 32215.5556 |  | 43 | 38.15 | 38150 | 724.85 | 2.222% | 16.1078 | 48.3233 | 714.6767
10141103 | PMT | TRANSFORMADOR | PTS 4009 | TRANSFORMADOR MARCA: CUAMBA PTS 4009 |  | CUAMBA | NIPEPE | Metapua |  | 13º 59' 0.043" S | -37º -52' -41.542" W | 50 | 33KV | 400V | 3 | 2015 |  |  | 643 | 45 | 615.8511 | 27.1489 | 27148.8889 |  | 43 | 32.15 | 32150 | 610.85 | 2.222% | 13.5744 | 40.7233 | 602.2767
10141103 | PMT | TRANSFORMADOR | PTS 4010 | TRANSFORMADOR MARCA: CUAMBA PTS 4010 |  | CUAMBA | NIPEPE | Carira |  | 14º 0' 57.087" S | -37º -45' -4.624" W | 100 | 33KV | 400V | 3 | 2015 |  |  | 763 | 45 | 730.7844 | 32.2156 | 32215.5556 |  | 43 | 38.15 | 38150 | 724.85 | 2.222% | 16.1078 | 48.3233 | 714.6767
10141103 | PMT | TRANSFORMADOR | PTS 4011 | TRANSFORMADOR MARCA: CUAMBA PTS 4011 |  | CUAMBA | NIPEPE | Mutumar |  | 14º 5' 4.11" S | -37º -32' -43.567" W | 50 | 33KV | 400V | 3 | 2015 |  |  | 643 | 45 | 615.8511 | 27.1489 | 27148.8889 |  | 43 | 32.15 | 32150 | 610.85 | 2.222% | 13.5744 | 40.7233 | 602.2767
10141103 | PMT | TRANSFORMADOR | PT8007 | TRANSFORMADOR MARCA: CUAMBA PT8007 |  | CUAMBA | MAUA | Muloloua/Cruzamento Nipepe |  | 13º 59' 22.191" S | -37º -7' -5.112" W | 100 | 33KV | 400V | 3 | 2015 |  |  | 763 | 45 | 730.7844 | 32.2156 | 32215.5556 |  | 43 | 38.15 | 38150 | 724.85 | 2.222% | 16.1078 | 48.3233 | 714.6767
10141103 | PMT | TRANSFORMADOR | PT8008 | TRANSFORMADOR MARCA: CUAMBA PT8008 |  | CUAMBA | MAUA | Queta |  | 14º 9' 35.473" S | -37º -26' -45.275" W | 100 | 33KV | 400V | 3 | 2015 |  |  | 763 | 45 | 730.7844 | 32.2156 | 32215.5556 |  | 43 | 38.15 | 38150 | 724.85 | 2.222% | 16.1078 | 48.3233 | 714.6767
10141103 | PMT | TRANSFORMADOR | 74 | TRANSFORMADOR MARCA: NACALA 74 |  | NACALA | Nacala-Porto | Atrás da Escola Secundária |  | 14°32.412 | 40°41.065 | 200 | 33KV | 400V | 3 | 2015 |  |  | 991 | 45 | 949.1578 | 41.8422 | 41842.2222 |  | 43 | 49.55 | 49550 | 941.45 | 2.222% | 20.9211 | 62.7633 | 928.2367
10141103 | PMT | TRANSFORMADOR | 75 | TRANSFORMADOR MARCA: NACALA 75 |  | NACALA | Nacala-Porto | Bairro Central |  | 14°33.343 | 40°40.562 | 200 | 33KV | 400V | 3 | 2015 |  |  | 991 | 45 | 949.1578 | 41.8422 | 41842.2222 |  | 43 | 49.55 | 49550 | 941.45 | 2.222% | 20.9211 | 62.7633 | 928.2367
10141103 | PMT | TRANSFORMADOR | 76 | TRANSFORMADOR MARCA: NACALA 76 |  | NACALA | Nacala-Porto | Matalane |  | 14°41.868 | 40°41.771 | 50 | 33KV | 400V | 3 | 2015 |  |  | 643 | 45 | 615.8511 | 27.1489 | 27148.8889 |  | 43 | 32.15 | 32150 | 610.85 | 2.222% | 13.5744 | 40.7233 | 602.2767
10141103 | PMT | TRANSFORMADOR | 77 | TRANSFORMADOR MARCA: NACALA 77 |  | NACALA | Nacala-Porto | Ribawe |  | 14°31.745 | 40°41.771 | 200 | 33KV | 400V | 3 | 2015 |  |  | 991 | 45 | 949.1578 | 41.8422 | 41842.2222 |  | 43 | 49.55 | 49550 | 941.45 | 2.222% | 20.9211 | 62.7633 | 928.2367
10141103 | PMT | TRANSFORMADOR | 78 | TRANSFORMADOR MARCA: NACALA 78 |  | NACALA | Nacala-Porto | Naherengue Z. do Campo. |  | 14°27.967 | 40°41.576 | 100 | 33KV | 400V | 3 | 2015 |  |  | 763 | 45 | 730.7844 | 32.2156 | 32215.5556 |  | 43 | 38.15 | 38150 | 724.85 | 2.222% | 16.1078 | 48.3233 | 714.6767
10141103 | PMT | TRANSFORMADOR | 103 | TRANSFORMADOR MARCA: NACALA 103 |  | NACALA | Mossuril | Chocas- mar |  | 14°59.852 | 40°30.639 | 160 | 33KV | 400V | 3 | 2015 |  |  | 991 | 45 | 949.1578 | 41.8422 | 41842.2222 |  | 43 | 49.55 | 49550 | 941.45 | 2.222% | 20.9211 | 62.7633 | 928.2367
10141103 | PMT | TRANSFORMADOR | PT123 | TRANSFORMADOR MARCA:SABS PT123 PT123 | Base Aérea II | PT123 | BEIRA | SOFALA |  | 701688.2 | 7809144.3 | 200 | 22 | 0.4 | 3 | 2015 | SABS | 1509187 | 572 | 45 | 547.8489 | 24.1511 | 24151.1111 |  | 43 | 28.6 | 28600 | 543.4 | 2.222% | 12.0756 | 36.2267 | 535.7733
10141103 | PMT | TRANSFORMADOR | PT216 | TRANSFORMADOR MARCA:TM PT216 PT216 | Bairro do Fomento Inhamízua | PT216 | BEIRA | SOFALA |  | 690348.7 | 7818182.5 | 200 | 22 | 0.4 | 3 | 2015 | TM | 967311 | 572 | 45 | 547.8489 | 24.1511 | 24151.1111 |  | 43 | 28.6 | 28600 | 543.4 | 2.222% | 12.0756 | 36.2267 | 535.7733
10141103 | PMT | TRANSFORMADOR | PT232 | TRANSFORMADOR MARCA:FST PT232 PT232 | Mobeira próximo da Fábrica | PT232 | BEIRA | SOFALA |  | 693664.4 | 7816494.7 | 315 | 22 | 0.4 | 3 | 2015 | FST | TB1509196 | 953 | 45 | 912.7622 | 40.2378 | 40237.7778 |  | 43 | 47.65 | 47650 | 905.35 | 2.222% | 20.1189 | 60.3567 | 892.6433
10141103 | PMT | TRANSFORMADOR | PT248 | TRANSFORMADOR MARCA:TM PT248 PT248 | Manga Mascarenhas - Gany | PT248 | BEIRA | SOFALA |  | 697772.2 | 7811087.4 | 160 | 22 | 0.4 | 3 | 2015 | TM | 979693 | 572 | 45 | 547.8489 | 24.1511 | 24151.1111 |  | 43 | 28.6 | 28600 | 543.4 | 2.222% | 12.0756 | 36.2267 | 535.7733
10141103 | PMT | TRANSFORMADOR | PT253 | TRANSFORMADOR MARCA:FST PT253 PT253 | Bairro do Macurungo-Expansão I | PT253 | BEIRA | SOFALA |  | 695009.2 | 7807043.6 | 315 | 22 | 0.4 | 3 | 2015 | FST | TB1509198 | 953 | 45 | 912.7622 | 40.2378 | 40237.7778 |  | 43 | 47.65 | 47650 | 905.35 | 2.222% | 20.1189 | 60.3567 | 892.6433
10141103 | PMT | TRANSFORMADOR | PT261 | TRANSFORMADOR MARCA:FST PT261 PT261 | Bairro do Macurungo-Expansão II | PT261 | BEIRA | SOFALA |  | 693339.8 | 780728 | 315 | 22 | 0.4 | 3 | 2015 | FST | IB1509200 | 953 | 45 | 912.7622 | 40.2378 | 40237.7778 |  | 43 | 47.65 | 47650 | 905.35 | 2.222% | 20.1189 | 60.3567 | 892.6433
10141103 | PMT | TRANSFORMADOR | PT265 | TRANSFORMADOR MARCA:ITB PT265 PT265 | Bairro Ponta-Gêa/Goto | PT265 | BEIRA | SOFALA |  | S 19°50'32.99" | E 034°51'02.78" | 200 | 22 | 0.4 | 3 | 2015 | ITB | 756441 | 572 | 45 | 547.8489 | 24.1511 | 24151.1111 |  | 43 | 28.6 | 28600 | 543.4 | 2.222% | 12.0756 | 36.2267 | 535.7733
10141103 | PMT | TRANSFORMADOR | PT282 | TRANSFORMADOR MARCA:TM PT282 PT282 | Bairro de Vila Massane | PT282 | BEIRA | SOFALA |  | 694888.9 | 7814226.2 | 160 | 22 | 0.4 | 3 | 2015 | TM | 961796 | 572 | 45 | 547.8489 | 24.1511 | 24151.1111 |  | 43 | 28.6 | 28600 | 543.4 | 2.222% | 12.0756 | 36.2267 | 535.7733
10141103 | PMT | TRANSFORMADOR | PT284 | TRANSFORMADOR MARCA:TM PT284 PT284 | Bazar Filipe - Manga | PT284 | BEIRA | SOFALA |  | 696997.7 | 7813693.5 | 200 | 22 | 0.4 | 3 | 2015 | TM | 961812 | 572 | 45 | 547.8489 | 24.1511 | 24151.1111 |  | 43 | 28.6 | 28600 | 543.4 | 2.222% | 12.0756 | 36.2267 | 535.7733
10141103 | PMT | TRANSFORMADOR | PT301 | TRANSFORMADOR MARCA:F.S.T. PT301 PT301 | Estrada Carlos Pereira Estoril | PT301 | BEIRA | SOFALA |  | 699136.7 | 7806123.2 | 160 | 6.6 | 0.4 | 3 | 2015 | F.S.T. | B509192 | 572 | 45 | 547.8489 | 24.1511 | 24151.1111 |  | 43 | 28.6 | 28600 | 543.4 | 2.222% | 12.0756 | 36.2267 | 535.7733
10141103 | PMT | TRANSFORMADOR | PT302 | TRANSFORMADOR MARCA:TM PT302 PT302 | Entrada de Transcom - Manga | PT302 | BEIRA | SOFALA |  | 695566.9 | 7812278 | 160 | 22 | 0.4 | 3 | 2015 | TM | 961795 | 572 | 45 | 547.8489 | 24.1511 | 24151.1111 |  | 43 | 28.6 | 28600 | 543.4 | 2.222% | 12.0756 | 36.2267 | 535.7733
10141103 | PMT | TRANSFORMADOR | PT307 | TRANSFORMADOR MARCA:T.M. PT307 PT307 | Bairro Ngupa Cerâmica | PT307 | BEIRA | SOFALA |  | S 19°42'21,84" | E 034°43'59,26" | 160 | 22 | 0.4 | 3 | 2015 | T.M. | 961799 | 572 | 45 | 547.8489 | 24.1511 | 24151.1111 |  | 43 | 28.6 | 28600 | 543.4 | 2.222% | 12.0756 | 36.2267 | 535.7733
10141103 | PMT | TRANSFORMADOR | PT309 | TRANSFORMADOR MARCA:TM PT309 PT309 | Bairro da Manga Vila Massane | PT309 | BEIRA | SOFALA |  | 694024.2 | 7814710 | 200 | 22 | 0.4 | 3 | 2015 | TM | 961811 | 572 | 45 | 547.8489 | 24.1511 | 24151.1111 |  | 43 | 28.6 | 28600 | 543.4 | 2.222% | 12.0756 | 36.2267 | 535.7733
10141103 | PMT | TRANSFORMADOR | PT310 | TRANSFORMADOR MARCA:TM PT310 PT310 | Bairro da Manga Unidade Comunal B | PT310 | BEIRA | SOFALA |  | 695414.1 | 7815268.2 | 160 | 22 | 0.4 | 3 | 2015 | TM | 967310 | 572 | 45 | 547.8489 | 24.1511 | 24151.1111 |  | 43 | 28.6 | 28600 | 543.4 | 2.222% | 12.0756 | 36.2267 | 535.7733
10141103 | PMT | TRANSFORMADOR | PT311 | TRANSFORMADOR MARCA:FST PT311 PT311 | Bairro da Manga Nhaconjo Unidade Comunal C | PT311 | BEIRA | SOFALA |  | 695841.6 | 7813554.5 | 250 | 22 | 0.4 | 3 | 2015 | FST | TB1509182 | 953 | 45 | 912.7622 | 40.2378 | 40237.7778 |  | 43 | 47.65 | 47650 | 905.35 | 2.222% | 20.1189 | 60.3567 | 892.6433
10141103 | PMT | TRANSFORMADOR | PT315 | TRANSFORMADOR MARCA:TM PT315 PT315 | Bairro do Aeroporto Mutondo | PT315 | BEIRA | SOFALA |  | S 19°48'04.49" | E 034°53'27.24" | 160 | 22 | 0.4 | 3 | 2015 | TM | 961804 | 572 | 45 | 547.8489 | 24.1511 | 24151.1111 |  | 43 | 28.6 | 28600 | 543.4 | 2.222% | 12.0756 | 36.2267 | 535.7733
10141103 | PMT | TRANSFORMADOR | PT316 | TRANSFORMADOR MARCA:TM PT316 PT316 | Bairro de Régulo Luís | PT316 | BEIRA | SOFALA |  | 702137.4 | 7809441.2 | 200 | 22 | 0.4 | 3 | 2015 | TM | 961805 | 572 | 45 | 547.8489 | 24.1511 | 24151.1111 |  | 43 | 28.6 | 28600 | 543.4 | 2.222% | 12.0756 | 36.2267 | 535.7733
10141103 | PMT | TRANSFORMADOR | PT321 | TRANSFORMADOR MARCA:TM PT321 PT321 | Bairro de Macurungo Expansão Ocas | PT321 | BEIRA | SOFALA |  | 698179.3 | 7805424.6 | 200 | 22 | 0.4 | 3 | 2015 | TM | 961806 | 572 | 45 | 547.8489 | 24.1511 | 24151.1111 |  | 43 | 28.6 | 28600 | 543.4 | 2.222% | 12.0756 | 36.2267 | 535.7733
10141103 | PMT | TRANSFORMADOR | PT322 | TRANSFORMADOR MARCA:TM PT322 PT322 | Bairro de Palmeiras II Central Expansão | PT322 | BEIRA | SOFALA |  | 695561.9 | 7804596.2 | 200 | 22 | 0.4 | 3 | 2015 | TM | 961807 | 572 | 45 | 547.8489 | 24.1511 | 24151.1111 |  | 43 | 28.6 | 28600 | 543.4 | 2.222% | 12.0756 | 36.2267 | 535.7733
10141103 | PMT | TRANSFORMADOR | PT324 | TRANSFORMADOR MARCA:FST PT324 PT324 | Bairro Ndunda 2 Entrada de Six-Male | PT324 | BEIRA | SOFALA |  | 697424.8 | 7815168.8 | 250 | 22 | 0.4 | 3 | 2015 | FST | TB1509184 | 953 | 45 | 912.7622 | 40.2378 | 40237.7778 |  | 43 | 47.65 | 47650 | 905.35 | 2.222% | 20.1189 | 60.3567 | 892.6433
10141103 | PMT | TRANSFORMADOR | PT329 | TRANSFORMADOR MARCA:TM PT329 PT329 | Bairrro Marrocanhe Área do Régulo Luís | PT329 | BEIRA | SOFALA |  | 701763 | 7811270.5 | 160 | 22 | 0.4 | 3 | 2015 | TM | 961797 | 572 | 45 | 547.8489 | 24.1511 | 24151.1111 |  | 43 | 28.6 | 28600 | 543.4 | 2.222% | 12.0756 | 36.2267 | 535.7733
10141103 | PMT | TRANSFORMADOR | PT330 | TRANSFORMADOR MARCA:TM PT330 PT330 | Bairro Macurungo Expansão Manganhe | PT330 | BEIRA | SOFALA |  | S 19°50' 13.77" | E 034°53' 32.42" | 200 | 22 | 0.4 | 3 | 2015 | TM | 961906 | 572 | 45 | 547.8489 | 24.1511 | 24151.1111 |  | 43 | 28.6 | 28600 | 543.4 | 2.222% | 12.0756 | 36.2267 | 535.7733
10141103 | PMT | TRANSFORMADOR | PT17 | TRANSFORMADOR MARCA:TM PT17 PT17 | 1º Bairro Vila de Nhamatanda | PT17 | NHAMATANDA |  |  |  |  | 200 | 22 | 0.4 | 3 | 2015 | TM | 979595 | 572 | 45 | 547.8489 | 24.1511 | 24151.1111 |  | 43 | 28.6 | 28600 | 543.4 | 2.222% | 12.0756 | 36.2267 | 535.7733
10141103 | PMT | TRANSFORMADOR | AGCHI/PT16 | TRANSFORMADOR MARCA:TRANSFORMADOR MOZABIQUE SA AGCHI/PT16 AGCHI/PT16 | MOAGEM DE VASCO CHUVA | AGCHI/PT16 | CHIMOIO | MANICA |  | S19 07 08,48 | E033 26 27,72 | 250 | 22 | 0.4 | 3 | 2015 | TRANSFORMADOR MOZABIQUE SA | 967314 | 953 | 45 | 912.7622 | 40.2378 | 40237.7778 |  | 43 | 47.65 | 47650 | 905.35 | 2.222% | 20.1189 | 60.3567 | 892.6433
10141103 | PMT | TRANSFORMADOR | AGCHI/PT27 | TRANSFORMADOR MARCA:TRANFORMADORES DE MOCAMBIQUE SA AGCHI/PT27 AGCHI/PT27 | EPC FUNDAI ASSICANA | AGCHI/PT27 | CHIMOIO | MANICA | BAIRRO VILLA NOVA | S 19 06 22,28 | E 033 29 35,41 | 316 | 22 | 0.4 | 3 | 2015 | TRANFORMADORES DE MOCAMBIQUE SA | 967316 | 953 | 45 | 912.7622 | 40.2378 | 40237.7778 |  | 43 | 47.65 | 47650 | 905.35 | 2.222% | 20.1189 | 60.3567 | 892.6433
10141103 | PMT | TRANSFORMADOR | AGCHI/PT30 | TRANSFORMADOR MARCA:TRANSFORMADE DE MOCAMBIQUE SA AGCHI/PT30 AGCHI/PT30 | EPC 7 DE ABRIL | AGCHI/PT30 | CHIMOIO | MANICA | 7 DE ABRIL | S19ᵒ08'55,9' | E33ᵒ28'37,9" | 200 | 22 | 0.4 | 3 | 2015 | TRANSFORMADE DE MOCAMBIQUE SA | 961915 | 572 | 45 | 547.8489 | 24.1511 | 24151.1111 |  | 43 | 28.6 | 28600 | 543.4 | 2.222% | 12.0756 | 36.2267 | 535.7733
10141103 | PMT | TRANSFORMADOR | AGCHI/PT39 | TRANSFORMADOR MARCA:TRANSFORMADOR MOZABIQUE SA AGCHI/PT39 AGCHI/PT39 | CENTRO DE SAUDE 1 MAIO | AGCHI/PT39 | CHIMOIO | MANICA |  | S19 06 50,05 | E033 27 22 ,33 | 315 | 22 | 0.4 | 3 | 2015 | TRANSFORMADOR MOZABIQUE SA | 979600 | 953 | 45 | 912.7622 | 40.2378 | 40237.7778 |  | 43 | 47.65 | 47650 | 905.35 | 2.222% | 20.1189 | 60.3567 | 892.6433
10141103 | PMT | TRANSFORMADOR | AGCHI/PT72 | TRANSFORMADOR MARCA:FST AGCHI/PT72 AGCHI/PT72 | MERCADO 38M | AGCHI/PT72 | CHIMOIO | MANICA |  | S19 07 58,45 | E033 29 14,32 | 250 | 22 | 0.4 | 3 | 2015 | FST | TB1509181 | 953 | 45 | 912.7622 | 40.2378 | 40237.7778 |  | 43 | 47.65 | 47650 | 905.35 | 2.222% | 20.1189 | 60.3567 | 892.6433
10141103 | PMT | TRANSFORMADOR | AGCHI/PT75 | TRANSFORMADOR MARCA:FST AGCHI/PT75 AGCHI/PT75 | BOIADEIROS | AGCHI/PT75 | CHIMOIO | MANICA | Bairro Chinfura | S19 06 01,3 | E033 28 47,61 | 315 | 22 | 0.4 | 3 | 2015 | FST | TR1509190 | 953 | 45 | 912.7622 | 40.2378 | 40237.7778 |  | 43 | 47.65 | 47650 | 905.35 | 2.222% | 20.1189 | 60.3567 | 892.6433
10141103 | PMT | TRANSFORMADOR | AGCHI/PT87 | TRANSFORMADOR MARCA:TRANSFORMADOR MOZABIQUE SA AGCHI/PT87 AGCHI/PT87 | 1º DE MAIO- MERCADO | AGCHI/PT87 | CHIMOIO | MANICA |  | S19 07 56,56 | E033 30 22,93 | 160 | 22 | 0.4 | 3 | 2015 | TRANSFORMADOR MOZABIQUE SA | 961802 | 572 | 45 | 547.8489 | 24.1511 | 24151.1111 |  | 43 | 28.6 | 28600 | 543.4 | 2.222% | 12.0756 | 36.2267 | 535.7733
10141103 | PMT | TRANSFORMADOR | AGCHI/PT92 | TRANSFORMADOR MARCA:TRANSFORMADOR MOZABIQUE SA AGCHI/PT92 AGCHI/PT92 | EPC 25 DE STEMBRO NO MAKODAMO | AGCHI/PT92 | CHIMOIO | MANICA | Bairro nº 5 | S19 07 49,95 | E033 27 39,32 | 160 | 22 | 0.4 | 3 | 2015 | TRANSFORMADOR MOZABIQUE SA | 979592 | 572 | 45 | 547.8489 | 24.1511 | 24151.1111 |  | 43 | 28.6 | 28600 | 543.4 | 2.222% | 12.0756 | 36.2267 | 535.7733
10141103 | PMT | TRANSFORMADOR | AGCHI/PT98 | TRANSFORMADOR MARCA:FST AGCHI/PT98 AGCHI/PT98 | MOAGEM DE COLEGA REIS | AGCHI/PT98 | CHIMOIO | MANICA | Bairro Nhauriri | S19 07 36,80 | E033 30 30,61 | 315 | 22 | 0.4 | 3 | 2015 | FST | TB 15009995 | 953 | 45 | 912.7622 | 40.2378 | 40237.7778 |  | 43 | 47.65 | 47650 | 905.35 | 2.222% | 20.1189 | 60.3567 | 892.6433
10141103 | PMT | TRANSFORMADOR | AGCHI/PT103 | TRANSFORMADOR MARCA:TRANFORMADORES DE MOCAMBIQUE SA AGCHI/PT103 AGCHI/PT103 | ITAI MEGUE | AGCHI/PT103 | CHIMOIO | MANICA | 5 FEPOM | S19 07 29.5 | E33 28 24.6 | 500 | 22 | 0.4 | 3 | 2015 | TRANFORMADORES DE MOCAMBIQUE SA | 967317 | 1016 | 45 | 973.1022 | 42.8978 | 42897.7778 |  | 43 | 50.8 | 50800 | 965.2 | 2.222% | 21.4489 | 64.3467 | 951.6533
10141103 | PMT | TRANSFORMADOR | USMCZ/PT4 | TRANSFORMADOR MARCA:BAINS TRANSFORMER TECHNOLOGY USMCZ/PT4 USMCZ/PT4 | Bairro Eduardo Mondlane | USMCZ/PT4 | MACHAZE | MANICA | AO LADO DO POSTOS ADMINISTRATIVO | S20 47 53.7 | E33 23 31.8 | 50 | 33 | 0.4 | 3 | 2015 | BAINS TRANSFORMER TECHNOLOGY | 10415 | 643 | 45 | 615.8511 | 27.1489 | 27148.8889 |  | 43 | 32.15 | 32150 | 610.85 | 2.222% | 13.5744 | 40.7233 | 602.2767
10141103 | PMT | TRANSFORMADOR | USMCP/PT2 | TRANSFORMADOR MARCA:TRANSFORMADOR DE MOZAMBIQUES USMCP/PT2 USMCP/PT2 | Bairro Chitio | USMCP/PT2 | MANICA | MANICA | OFICINAS DA CFM | S18 59 36,07 | E032 43 35,31 | 100 | 33 | 0.4 | 3 | 2015 | TRANSFORMADOR DE MOZAMBIQUES | 961740 | 763 | 45 | 730.7844 | 32.2156 | 32215.5556 |  | 43 | 38.15 | 38150 | 724.85 | 2.222% | 16.1078 | 48.3233 | 714.6767
10141103 | PMT | TRANSFORMADOR | USSDG/PT1 | TRANSFORMADOR MARCA:TRANSFORMADOR DE MOZAMBIQUES USSDG/PT1 USSDG/PT1 | Bairro 25 de Junho | USSDG/PT1 | SUSSUNDENGA | MANICA | ESCTRITORIO DA EDM | S19 24 39,6 | E32 17 38,7 | 315 | 22 | 0.4 | 3 | 2015 | TRANSFORMADOR DE MOZAMBIQUES | 97602 | 953 | 45 | 912.7622 | 40.2378 | 40237.7778 |  | 43 | 47.65 | 47650 | 905.35 | 2.222% | 20.1189 | 60.3567 | 892.6433
10141103 | PMT | TRANSFORMADOR | USSDG/PT2 | TRANSFORMADOR MARCA:TRANSFORMADOR DE MOZAMBIQUES USSDG/PT2 USSDG/PT2 | Bairro Nhamizara | USSDG/PT2 | SUSSUNDENGA | MANICA | CAS DO SR. MADORO | S19 23 51,8 | E32 17 31,8 | 200 | 22 | 0.4 | 3 | 2015 | TRANSFORMADOR DE MOZAMBIQUES | 979591 | 572 | 45 | 547.8489 | 24.1511 | 24151.1111 |  | 43 | 28.6 | 28600 | 543.4 | 2.222% | 12.0756 | 36.2267 | 535.7733
10141103 | PMT | TRANSFORMADOR | USSDG/PT4 | TRANSFORMADOR MARCA:ASTOR USSDG/PT4 USSDG/PT4 | Bairro Munhinga | USSDG/PT4 | SUSSUNDENGA | MANICA | PTS4 MUNHINGA NA LOCALIDADE DE MUNHINGA | S19 21 16,9 | E32 17 02,0 | 200 | 22 | 0.4 | 3 | 2015 | ASTOR | 17-13059 | 572 | 45 | 547.8489 | 24.1511 | 24151.1111 |  | 43 | 28.6 | 28600 | 543.4 | 2.222% | 12.0756 | 36.2267 | 535.7733
10141103 | PMT | TRANSFORMADOR | AGVDZ/PT11 | TRANSFORMADOR MARCA:TRANSFORMADOR DE MOZAMBIQUE AGVDZ/PT11 AGVDZ/PT11 | Bairro 25 de Julho | AGVDZ/PT11 | VANDUZI | MANICA | ENTRONCAMENTO PARA BELAS | S18 57 27,2 | E033 15 45,8 | 200 | 22 | 0.4 | 3 | 2015 | TRANSFORMADOR DE MOZAMBIQUE | 979597 | 572 | 45 | 547.8489 | 24.1511 | 24151.1111 |  | 43 | 28.6 | 28600 | 543.4 | 2.222% | 12.0756 | 36.2267 | 535.7733
10141103 | PMT | TRANSFORMADOR | PTS 47 | TRANSFORMADOR MARCA:POWERTECH PTS 47 PTS 47 |  | PTS 47 | Matola | Fomento |  | 32.482645 | -25.934362 | 500 | 33 | 0.4 | 3Ø | 2015 | POWERTECH | 20905402/02 | 1200 | 45 | 1149.3333 | 50.6667 | 50666.6667 |  | 43 | 60 | 60000 | 1140 | 2.222% | 25.3333 | 76 | 1124
10141103 | PMT | TRANSFORMADOR | PTS 403 | TRANSFORMADOR MARCA:Transformadores de Mocambique PTS 403 PTS 403 |  | PTS 403 | Matola | Liberdade |  | 32.475227 | -25.932421 | 315 | 33 | 0.4 | 3Ø | 2015 | Transformadores de Mocambique | 979650 | 1039 | 45 | 995.1311 | 43.8689 | 43868.8889 |  | 43 | 51.95 | 51950 | 987.05 | 2.222% | 21.9344 | 65.8033 | 973.1967
10141103 | PMT | TRANSFORMADOR | PTS 76 | TRANSFORMADOR MARCA:ACTOM PTS 76 PTS 76 |  | PTS 76 | Matola | Liqueleva |  | 32.453368 | -25.908818 | 500 | 33 | 0.4 | 3Ø | 2015 | ACTOM | 90485/01/002 | 1200 | 45 | 1149.3333 | 50.6667 | 50666.6667 |  | 43 | 60 | 60000 | 1140 | 2.222% | 25.3333 | 76 | 1124
10141103 | PMT | TRANSFORMADOR | PTS 93 | TRANSFORMADOR MARCA:EFACEC PTS 93 PTS 93 |  | PTS 93 | Matola | Sikuama |  | 32.442530 | -25.902039 | 630 | 33 | 0.4 | 3Ø | 2015 | EFACEC | F001808.01 | 1200 | 45 | 1149.3333 | 50.6667 | 50666.6667 |  | 43 | 60 | 60000 | 1140 | 2.222% | 25.3333 | 76 | 1124
10141103 | PMT | TRANSFORMADOR | PTS 496 | TRANSFORMADOR MARCA:FUJI TUSCO PTS 496 PTS 496 |  | PTS 496 | Matola | Matola H |  | 32.457145 | -25.931664 | 160 | 33 | 0.4 | 3Ø | 2015 | FUJI TUSCO | 581346 | 991 | 45 | 949.1578 | 41.8422 | 41842.2222 |  | 43 | 49.55 | 49550 | 941.45 | 2.222% | 20.9211 | 62.7633 | 928.2367
10141103 | PMT | TRANSFORMADOR | PTS 98 | TRANSFORMADOR MARCA:Free State Transformers PTS 98 PTS 98 |  | PTS 98 | Matola | Matola D |  | 32.449773 | -25.935758 | 315 | 33 | 0.4 | 3Ø | 2015 | Free State Transformers | TB1509133 | 1039 | 45 | 995.1311 | 43.8689 | 43868.8889 |  | 43 | 51.95 | 51950 | 987.05 | 2.222% | 21.9344 | 65.8033 | 973.1967
10141103 | PMT | TRANSFORMADOR | PTS 383 | TRANSFORMADOR MARCA:Transformadores de Mocambique PTS 383 PTS 383 |  | PTS 383 | Matola | Matola C |  | 32.439669 | -25.933489 | 160 | 33 | 0.4 | 3Ø | 2015 | Transformadores de Mocambique | 961817 | 991 | 45 | 949.1578 | 41.8422 | 41842.2222 |  | 43 | 49.55 | 49550 | 941.45 | 2.222% | 20.9211 | 62.7633 | 928.2367
10141103 | PMT | TRANSFORMADOR | PTS 97 | TRANSFORMADOR MARCA:EFACEC PTS 97 PTS 97 |  | PTS 97 | Matola | Matola D |  | 32.452577 | -25.930534 | 315 | 33 | 0.4 | 3Ø | 2015 | EFACEC | F001807.04 | 1039 | 45 | 995.1311 | 43.8689 | 43868.8889 |  | 43 | 51.95 | 51950 | 987.05 | 2.222% | 21.9344 | 65.8033 | 973.1967
10141103 | PMT | TRANSFORMADOR | PTS 825 | TRANSFORMADOR MARCA:Free State Transformers PTS 825 PTS 825 |  | PTS 825 | Matola | Tchumemene 1 |  | 32.419216 | -25.862461 | 315 | 33 | 0.4 | 3Ø | 2015 | Free State Transformers | TB1509128 | 1039 | 45 | 995.1311 | 43.8689 | 43868.8889 |  | 43 | 51.95 | 51950 | 987.05 | 2.222% | 21.9344 | 65.8033 | 973.1967
10141103 | PMT | TRANSFORMADOR | PTS 114 | TRANSFORMADOR MARCA:Transformadores de Mocambique PTS 114 PTS 114 |  | PTS 114 | Matola | Tchumemene 2 |  | 32.421584 | -25.858796 | 315 | 33 | 0.4 | 3Ø | 2015 | Transformadores de Mocambique | 979652 | 1039 | 45 | 995.1311 | 43.8689 | 43868.8889 |  | 43 | 51.95 | 51950 | 987.05 | 2.222% | 21.9344 | 65.8033 | 973.1967
10141103 | PMT | TRANSFORMADOR | PTS 1024 | TRANSFORMADOR MARCA:Transformadores de Mocambique PTS 1024 PTS 1024 |  | PTS 1024 | Matola | Tchumemene 4 |  | 32.418171 | -25.864949 | 200 | 33 | 0.4 | 3Ø | 2015 | Transformadores de Mocambique | 979618 | 991 | 45 | 949.1578 | 41.8422 | 41842.2222 |  | 43 | 49.55 | 49550 | 941.45 | 2.222% | 20.9211 | 62.7633 | 928.2367
10141103 | PMT | TRANSFORMADOR | PTS 855 | TRANSFORMADOR MARCA:Free State Transformers PTS 855 PTS 855 |  | PTS 855 | Matola | Tchumemene 7 |  | 32.427667 | -25.865686 | 250 | 33 | 0.4 | 3Ø | 2015 | Free State Transformers | TB1509081 | 991 | 45 | 949.1578 | 41.8422 | 41842.2222 |  | 43 | 49.55 | 49550 | 941.45 | 2.222% | 20.9211 | 62.7633 | 928.2367
10141103 | PMT | TRANSFORMADOR | PTS 355 | TRANSFORMADOR MARCA:POWERTECH PTS 355 PTS 355 |  | PTS 355 | Matola | Malhapsene |  | 32.426590 | -25.887814 | 500 | 33 | 0.4 | 3Ø | 2015 | POWERTECH | 2090540105 | 1200 | 45 | 1149.3333 | 50.6667 | 50666.6667 |  | 43 | 60 | 60000 | 1140 | 2.222% | 25.3333 | 76 | 1124
10141103 | PMT | TRANSFORMADOR | PTS 421 | TRANSFORMADOR MARCA:Free State Transformers PTS 421 PTS 421 |  | PTS 421 | Matola Rio | Matola Rio |  | 32.422290 | -25.980812 | 315 | 33 | 0.4 | 3Ø | 2015 | Free State Transformers | TB1509124 | 1039 | 45 | 995.1311 | 43.8689 | 43868.8889 |  | 43 | 51.95 | 51950 | 987.05 | 2.222% | 21.9344 | 65.8033 | 973.1967
10141103 | PMT | TRANSFORMADOR | PTS 846 | TRANSFORMADOR MARCA:Transformadores de Mocambique PTS 846 PTS 846 |  | PTS 846 | Matola Rio | Djuba |  | 32.426242 | -25.940568 | 250 | 33 | 0.4 | 3Ø | 2015 | Transformadores de Mocambique | 979634 | 991 | 45 | 949.1578 | 41.8422 | 41842.2222 |  | 43 | 49.55 | 49550 | 941.45 | 2.222% | 20.9211 | 62.7633 | 928.2367
10141103 | PMT | TRANSFORMADOR | PTS 21 | TRANSFORMADOR MARCA:Transformadores de Mocambique PTS 21 PTS 21 |  | PTS 21 | Matola Rio | Djonasse |  | 32.399159 | -25.942829 | 200 | 33 | 0.4 | 3Ø | 2015 | Transformadores de Mocambique | 961341 | 991 | 45 | 949.1578 | 41.8422 | 41842.2222 |  | 43 | 49.55 | 49550 | 941.45 | 2.222% | 20.9211 | 62.7633 | 928.2367
10141103 | PMT | TRANSFORMADOR | PTS 1080 | TRANSFORMADOR MARCA:POWERTECH PTS 1080 PTS 1080 |  | PTS 1080 | Matola Rio | Djonasse |  | 32.392743 | -25.941455 | 100 | 33 | 0.4 | 3Ø | 2015 | POWERTECH | 10828702/01 | 763 | 45 | 730.7844 | 32.2156 | 32215.5556 |  | 43 | 38.15 | 38150 | 724.85 | 2.222% | 16.1078 | 48.3233 | 714.6767
10141103 | PMT | TRANSFORMADOR | PTS 986 | TRANSFORMADOR MARCA:Free State Transformers PTS 986 PTS 986 |  | PTS 986 | Boane | Mahubo |  | 32.326961 | -25.154205 | 100 | 33 | 0.4 | 3Ø | 2015 | Free State Transformers | TB1509037 | 763 | 45 | 730.7844 | 32.2156 | 32215.5556 |  | 43 | 38.15 | 38150 | 724.85 | 2.222% | 16.1078 | 48.3233 | 714.6767
10141103 | PMT | TRANSFORMADOR | PTS 805 | TRANSFORMADOR MARCA:TRANS ELECTRON PTS 805 PTS 805 |  | PTS 805 | Boane | Massaca |  | 32.342948 | -25.075739 | 100 | 33 | 0.4 | 3Ø | 2015 | TRANS ELECTRON | 67849 | 763 | 45 | 730.7844 | 32.2156 | 32215.5556 |  | 43 | 38.15 | 38150 | 724.85 | 2.222% | 16.1078 | 48.3233 | 714.6767
10141103 | PMT | TRANSFORMADOR | PTS 1051 | TRANSFORMADOR MARCA:POWERTECH PTS 1051 PTS 1051 |  | PTS 1051 | Boane | Changalane |  | 32.190478 | -25.361220 | 25 | 33 | 0.4 | 3Ø | 2015 | POWERTECH | 10834410/01 | 643 | 45 | 615.8511 | 27.1489 | 27148.8889 |  | 43 | 32.15 | 32150 | 610.85 | 2.222% | 13.5744 | 40.7233 | 602.2767
10141103 | PMT | TRANSFORMADOR | PT 363R | TRANSFORMADOR MARCA:Powertech PT 363R | Kamubucuane |  | Maputo |  |  | 32,5552404 | -25,9149725 | 100 | 33 | 0,4 | 3Φ | 2015 | Powertech | 10829302/05 | 763 | 45 | 730.7844 | 32.2156 | 32215.5556 |  | 43 | 38.15 | 38150 | 724.85 | 2.222% | 16.1078 | 48.3233 | 714.6767
10141103 | PMT | TRANSFORMADOR | PT 3R | TRANSFORMADOR MARCA:Powertech PT 3R | Kamubucuane |  | Maputo |  |  | 32,5585757 | -25,9164605 | 100 | 33 | 0,4 | 3Φ | 2015 | Powertech | 10839203/03 | 763 | 45 | 730.7844 | 32.2156 | 32215.5556 |  | 43 | 38.15 | 38150 | 724.85 | 2.222% | 16.1078 | 48.3233 | 714.6767
10141103 | PMT | TRANSFORMADOR | PT 361R | TRANSFORMADOR MARCA:Powertech PT 361R | Kamubucuane |  | Maputo |  |  | 32,5585768 | -25,9177993 | 100 | 33 | 0,4 | 3Φ | 2015 | Powertech | 10839302/02 | 763 | 45 | 730.7844 | 32.2156 | 32215.5556 |  | 43 | 38.15 | 38150 | 724.85 | 2.222% | 16.1078 | 48.3233 | 714.6767
10141103 | PMT | TRANSFORMADOR | PT 442 | TRANSFORMADOR MARCA:Efacec PT 442 | Mahotas |  | Maputo |  |  | 32,6080204 | -25,9149676 | 500 | 11 | 0,4 | 3Φ | 2015 | Efacec | K010844.01 | 1016 | 45 | 973.1022 | 42.8978 | 42897.7778 |  | 43 | 50.8 | 50800 | 965.2 | 2.222% | 21.4489 | 64.3467 | 951.6533
10141103 | PMT | TRANSFORMADOR | PT 47 | TRANSFORMADOR MARCA:Freestate Transformers PT 47 | Mahotas |  | Maputo |  |  | 32,6161316 | -25,9178386 | 500 | 11 | 0,4 | 3Φ | 2015 | Freestate Transformers | TB1509178 | 1016 | 45 | 973.1022 | 42.8978 | 42897.7778 |  | 43 | 50.8 | 50800 | 965.2 | 2.222% | 21.4489 | 64.3467 | 951.6533
10141103 | PMT | TRANSFORMADOR | PT 186R | TRANSFORMADOR MARCA:Freestate Transformers PT 186R | Guava |  | Maputo |  |  | 32,6461369 | -25,8236415 | 200 | 33 | 0.4 | 3Φ | 2015 | Freestate Transformers |  | 991 | 45 | 949.1578 | 41.8422 | 41842.2222 |  | 43 | 49.55 | 49550 | 941.45 | 2.222% | 20.9211 | 62.7633 | 928.2367
10141103 | PMT | TRANSFORMADOR | PT 179R | TRANSFORMADOR MARCA:Transformadores de Mozambique PT 179R | Guava |  | Maputo |  |  | 32,6430061 | -25,8325197 | 200 | 33 | 0.4 | 3Φ | 2015 | Transformadores de Mozambique | 961839 | 991 | 45 | 949.1578 | 41.8422 | 41842.2222 |  | 43 | 49.55 | 49550 | 941.45 | 2.222% | 20.9211 | 62.7633 | 928.2367
10141103 | PMT | TRANSFORMADOR | PT 178R | TRANSFORMADOR MARCA:Transformadores de Mozambique PT 178R | Guava |  | Maputo |  |  | 32,6464618 | -25,8365887 | 250 | 33 | 0.4 | 3Φ | 2015 | Transformadores de Mozambique | 979644 | 991 | 45 | 949.1578 | 41.8422 | 41842.2222 |  | 43 | 49.55 | 49550 | 941.45 | 2.222% | 20.9211 | 62.7633 | 928.2367
10141103 | PMT | TRANSFORMADOR | PT 175R | TRANSFORMADOR MARCA:Desta Power Malta PT 175R | Guava |  | Maputo |  |  | 32,6327947 | -25,8330810 | 250 | 33 | 0.4 | 3Φ | 2015 | Desta Power Malta |  | 991 | 45 | 949.1578 | 41.8422 | 41842.2222 |  | 43 | 49.55 | 49550 | 941.45 | 2.222% | 20.9211 | 62.7633 | 928.2367
10141103 | PMT | TRANSFORMADOR | PT 99R | TRANSFORMADOR MARCA:Transformadores de Mozambique PT 99R | Guava |  | Maputo |  |  | 32,6610089 | -25,7356157 | 200 | 33 | 0.4 | 3Φ | 2015 | Transformadores de Mozambique | 979629 | 991 | 45 | 949.1578 | 41.8422 | 41842.2222 |  | 43 | 49.55 | 49550 | 941.45 | 2.222% | 20.9211 | 62.7633 | 928.2367
10141103 | PMT | TRANSFORMADOR | PT G1 NEW | TRANSFORMADOR MARCA:Freestate Transformers PT G1 NEW | Guava |  | Maputo |  |  | 32,5825896 | -25,8260245 | 250 | 11 | 0.4 | 3Φ | 2015 | Freestate Transformers | TB1509173 | 840 | 45 | 804.5333 | 35.4667 | 35466.6667 |  | 43 | 42 | 42000 | 798 | 2.222% | 17.7333 | 53.2 | 786.8
10141103 | PMT | TRANSFORMADOR | PT 52R | TRANSFORMADOR MARCA:Transformadores de Mozambique PT 52R | Guava |  | Maputo |  |  | 32,6209198 | -25,8487618 | 200 | 33 | 0.4 | 3Φ | 2015 | Transformadores de Mozambique | 961837 | 991 | 45 | 949.1578 | 41.8422 | 41842.2222 |  | 43 | 49.55 | 49550 | 941.45 | 2.222% | 20.9211 | 62.7633 | 928.2367
10141103 | PMT | TRANSFORMADOR | No Label | TRANSFORMADOR MARCA:Efacec No Label | Guava |  | Maputo |  |  | 32,6024505 | -25,8634571 | 315 | 33 | 0.4 | 3Φ | 2015 | Efacec | F001807.03 | 1039 | 45 | 995.1311 | 43.8689 | 43868.8889 |  | 43 | 51.95 | 51950 | 987.05 | 2.222% | 21.9344 | 65.8033 | 973.1967
10141103 | PMT | TRANSFORMADOR | PT 128R | TRANSFORMADOR MARCA:Transformadores de Mozambique PT 128R | Guava |  | Maputo |  |  | 32,6742515 | -25,7584815 | 315 | 33 | 0.4 | 3Φ | 2015 | Transformadores de Mozambique | 979651 | 1039 | 45 | 995.1311 | 43.8689 | 43868.8889 |  | 43 | 51.95 | 51950 | 987.05 | 2.222% | 21.9344 | 65.8033 | 973.1967
10141103 | PMT | TRANSFORMADOR | PTS 110 | TRANSFORMADOR MARCA:Transformadores de Mozambique PTS 110 | Infulene |  | Maputo |  |  | 32,5122524 | -25,8841904 | 500 | 33 | 0,4 | 3Φ | 2015 | Transformadores de Mozambique | 873987 | 1200 | 45 | 1149.3333 | 50.6667 | 50666.6667 |  | 43 | 60 | 60000 | 1140 | 2.222% | 25.3333 | 76 | 1124
10141103 | PMT | TRANSFORMADOR | PTS 450 | TRANSFORMADOR MARCA:Transformadores de Mozambique PTS 450 | Infulene |  | Maputo |  |  | 32,5085425 | -25,8763374 | 250 | 33 | 0,4 | 3Φ | 2015 | Transformadores de Mozambique | 920925 | 991 | 45 | 949.1578 | 41.8422 | 41842.2222 |  | 43 | 49.55 | 49550 | 941.45 | 2.222% | 20.9211 | 62.7633 | 928.2367
10141103 | PMT | TRANSFORMADOR | PTS 589 | TRANSFORMADOR MARCA:ABB PTS 589 | Infulene |  | Maputo |  |  | 32,5069718 | -25,8725455 | 250 | 33 | 0,4 | 3Φ | 2015 | ABB |  | 991 | 45 | 949.1578 | 41.8422 | 41842.2222 |  | 43 | 49.55 | 49550 | 941.45 | 2.222% | 20.9211 | 62.7633 | 928.2367
10141103 | PMT | TRANSFORMADOR | PT 203 | TRANSFORMADOR MARCA:Transformadores de Mozambique PT 203 | Infulene |  | Maputo |  |  | 32,5262417 | -25,8714348 | 250 | 33 | 0,4 | 3Φ | 2015 | Transformadores de Mozambique | 967339 | 991 | 45 | 949.1578 | 41.8422 | 41842.2222 |  | 43 | 49.55 | 49550 | 941.45 | 2.222% | 20.9211 | 62.7633 | 928.2367
10141103 | PMT | TRANSFORMADOR | PT 519 | TRANSFORMADOR MARCA:Transformadores de Mozambique PT 519 | Zimpeto |  | Maputo |  |  | 32,5527639 | -25,8439279 | 250 | 33 | 0,4 | 3Φ | 2015 | Transformadores de Mozambique | 979647 | 991 | 45 | 949.1578 | 41.8422 | 41842.2222 |  | 43 | 49.55 | 49550 | 941.45 | 2.222% | 20.9211 | 62.7633 | 928.2367
10141103 | PMT | TRANSFORMADOR | PT 225 | TRANSFORMADOR MARCA:Alstom PT 225 | Zimpeto |  | Maputo |  |  | 32,5567843 | -25,8393101 | 250 | 33 | 0,4 | 3Φ | 2015 | Alstom |  | 991 | 45 | 949.1578 | 41.8422 | 41842.2222 |  | 43 | 49.55 | 49550 | 941.45 | 2.222% | 20.9211 | 62.7633 | 928.2367
10141103 | PMT | TRANSFORMADOR | PT 214 | TRANSFORMADOR MARCA:Freestate Transformers PT 214 | Zimpeto |  | Maputo |  |  | 32,5409096 | -25,8542002 | 315 | 33 | 0,4 | 3Φ | 2015 | Freestate Transformers | TB1509116 | 1039 | 45 | 995.1311 | 43.8689 | 43868.8889 |  | 43 | 51.95 | 51950 | 987.05 | 2.222% | 21.9344 | 65.8033 | 973.1967
10141103 | PMT | TRANSFORMADOR | PT 142 | TRANSFORMADOR MARCA:Transformadores de Mozambique PT 142 | Mashava |  | Maputo |  |  | 32,5045319 | -25,9305255 | 315 | 33 | 0,4 | 3Φ | 2015 | Transformadores de Mozambique | 967345 | 1039 | 45 | 995.1311 | 43.8689 | 43868.8889 |  | 43 | 51.95 | 51950 | 987.05 | 2.222% | 21.9344 | 65.8033 | 973.1967
10141103 | PMT | TRANSFORMADOR | PT 149 | TRANSFORMADOR MARCA:Freestate Transformers PT 149 | Mashava |  | Maputo |  |  | 32,5059507 | -25,9087448 | 500 | 33 | 0,4 | 3Φ | 2015 | Freestate Transformers | TB-1509142 | 1200 | 45 | 1149.3333 | 50.6667 | 50666.6667 |  | 43 | 60 | 60000 | 1140 | 2.222% | 25.3333 | 76 | 1124
10141103 | PMT | TRANSFORMADOR | PT 448 | TRANSFORMADOR MARCA:Transformadores de Mozambique PT 448 | Mashava |  | Maputo |  |  | 32,5108874 | -25,9037845 | 160 | 33 | 0,4 | 3Φ | 2015 | Transformadores de Mozambique | 961825 | 991 | 45 | 949.1578 | 41.8422 | 41842.2222 |  | 43 | 49.55 | 49550 | 941.45 | 2.222% | 20.9211 | 62.7633 | 928.2367
10141103 | PMT | TRANSFORMADOR | PT 508 | TRANSFORMADOR MARCA:Transformadores de Mozambique PT 508 | Mashava |  | Maputo |  |  | 32,4847548 | -25,8613934 | 250 | 33 | 0,4 | 3Φ | 2015 | Transformadores de Mozambique | 979646 | 991 | 45 | 949.1578 | 41.8422 | 41842.2222 |  | 43 | 49.55 | 49550 | 941.45 | 2.222% | 20.9211 | 62.7633 | 928.2367
10141103 | PMT | TRANSFORMADOR | PT 136 | TRANSFORMADOR MARCA:Freestate Transformers PT 136 | Mashava |  | Maputo |  |  | 32,4855838 | -25,8383653 | 500 | 33 | 0,4 | 3Φ | 2015 | Freestate Transformers | TB1509135 | 1200 | 45 | 1149.3333 | 50.6667 | 50666.6667 |  | 43 | 60 | 60000 | 1140 | 2.222% | 25.3333 | 76 | 1124
10141103 | PMT | TRANSFORMADOR | PT 471 | TRANSFORMADOR MARCA:Freestate Transformers PT 471 | Mashava |  | Maputo |  |  | 32,4876923 | -25,8444768 | 315 | 33 | 0,4 | 3Φ | 2015 | Freestate Transformers | TB1306037 | 1039 | 45 | 995.1311 | 43.8689 | 43868.8889 |  | 43 | 51.95 | 51950 | 987.05 | 2.222% | 21.9344 | 65.8033 | 973.1967
10141103 | PMT | TRANSFORMADOR | PTS 826 | TRANSFORMADOR MARCA:Transformadores de Mozambique PTS 826 | Mashava |  | Maputo |  |  | 32,4542453 | -25,8256956 | 160 | 33 | 0,4 | 3Φ | 2015 | Transformadores de Mozambique | 961818 | 991 | 45 | 949.1578 | 41.8422 | 41842.2222 |  | 43 | 49.55 | 49550 | 941.45 | 2.222% | 20.9211 | 62.7633 | 928.2367
10141103 | PMT | TRANSFORMADOR | PT 586 | TRANSFORMADOR MARCA:Efacec PT 586 | Mashava |  | Maputo |  |  | 32,4531136 | -25,8155005 | 250 | 33 | 0,4 | 3Φ | 2015 | Efacec | F001777.01 | 991 | 45 | 949.1578 | 41.8422 | 41842.2222 |  | 43 | 49.55 | 49550 | 941.45 | 2.222% | 20.9211 | 62.7633 | 928.2367
10141103 | PMT | TRANSFORMADOR | PTS 957 | TRANSFORMADOR MARCA:Fuji Tusco PTS 957 | Mashava |  | Maputo |  |  | 32,4159978 | -25,8335849 | 100 | 33 | 0,4 | 3Φ | 2015 | Fuji Tusco | 581302 | 763 | 45 | 730.7844 | 32.2156 | 32215.5556 |  | 43 | 38.15 | 38150 | 724.85 | 2.222% | 16.1078 | 48.3233 | 714.6767
10141103 | PMT | TRANSFORMADOR | PTS 089 | TRANSFORMADOR MARCA:Efacec PTS 089 | Mashava |  | Maputo |  |  | 32,4612185 | -25,9018809 | 250 | 33 | 0,4 | 3Φ | 2015 | Efacec | 4707 | 991 | 45 | 949.1578 | 41.8422 | 41842.2222 |  | 43 | 49.55 | 49550 | 941.45 | 2.222% | 20.9211 | 62.7633 | 928.2367
10141103 | PMT | TRANSFORMADOR | PTS 910 | TRANSFORMADOR MARCA:Fuji Tusco PTS 910 | Mashava |  | Maputo |  |  | 32,4443024 | -25,8651171 | 200 | 33 | 0,4 | 3Φ | 2015 | Fuji Tusco | 581362 | 991 | 45 | 949.1578 | 41.8422 | 41842.2222 |  | 43 | 49.55 | 49550 | 941.45 | 2.222% | 20.9211 | 62.7633 | 928.2367
10141103 | PMT | TRANSFORMADOR | PTS 911 | TRANSFORMADOR MARCA:Fuji Tusco PTS 911 | Mashava |  | Maputo |  |  | 32,4483039 | -25,8635578 | 100 | 33 | 0,4 | 3Φ | 2015 | Fuji Tusco | 581276 | 763 | 45 | 730.7844 | 32.2156 | 32215.5556 |  | 43 | 38.15 | 38150 | 724.85 | 2.222% | 16.1078 | 48.3233 | 714.6767
10141103 | PMT | TRANSFORMADOR | PTS 912 | TRANSFORMADOR MARCA:Fuji Tusco PTS 912 | Mashava |  | Maputo |  |  | 32,4422365 | -25,8607736 | 160 | 33 | 0,4 | 3Φ | 2015 | Fuji Tusco | 581352 | 991 | 45 | 949.1578 | 41.8422 | 41842.2222 |  | 43 | 49.55 | 49550 | 941.45 | 2.222% | 20.9211 | 62.7633 | 928.2367
10141103 | PMT | TRANSFORMADOR | PTS 908 | TRANSFORMADOR MARCA:Fuji Tusco PTS 908 | Mashava |  | Maputo |  |  | 32,4444729 | -25,8575321 | 100 | 33 | 0,4 | 3Φ | 2015 | Fuji Tusco | 581242 | 763 | 45 | 730.7844 | 32.2156 | 32215.5556 |  | 43 | 38.15 | 38150 | 724.85 | 2.222% | 16.1078 | 48.3233 | 714.6767
10141103 | PMT | TRANSFORMADOR | PTS 907 | TRANSFORMADOR MARCA:Fuji Tusco PTS 907 | Mashava |  | Maputo |  |  | 32,4487954 | -25,8588689 | 160 | 33 | 0,4 | 3Φ | 2015 | Fuji Tusco | 581339 | 991 | 45 | 949.1578 | 41.8422 | 41842.2222 |  | 43 | 49.55 | 49550 | 941.45 | 2.222% | 20.9211 | 62.7633 | 928.2367
10141103 | PMT | TRANSFORMADOR | PTS 906 | TRANSFORMADOR MARCA:Fuji Tusco PTS 906 | Mashava |  | Maputo |  |  | 32,4523157 | -25,8575122 | 160 | 33 | 0,4 | 3Φ | 2015 | Fuji Tusco | 581335 | 991 | 45 | 949.1578 | 41.8422 | 41842.2222 |  | 43 | 49.55 | 49550 | 941.45 | 2.222% | 20.9211 | 62.7633 | 928.2367
10141103 | PMT | TRANSFORMADOR | PTS 905 | TRANSFORMADOR MARCA:Fuji Tusco PTS 905 | Mashava |  | Maputo |  |  | 32,4573869 | -25,8561807 | 200 | 33 | 0,4 | 3Φ | 2015 | Fuji Tusco | 581294 | 991 | 45 | 949.1578 | 41.8422 | 41842.2222 |  | 43 | 49.55 | 49550 | 941.45 | 2.222% | 20.9211 | 62.7633 | 928.2367
10141103 | PMT | TRANSFORMADOR | PTS 902 | TRANSFORMADOR MARCA:Fuji Tusco PTS 902 | Mashava |  | Maputo |  |  | 32,4574815 | -25,8535343 | 100 | 33 | 0,4 | 3Φ | 2015 | Fuji Tusco | 581310 | 763 | 45 | 730.7844 | 32.2156 | 32215.5556 |  | 43 | 38.15 | 38150 | 724.85 | 2.222% | 16.1078 | 48.3233 | 714.6767
10141103 | PMT | TRANSFORMADOR | PTS 903 | TRANSFORMADOR MARCA:Fuji Tusco PTS 903 | Mashava |  | Maputo |  |  | 32,4584597 | -25,8516556 | 100 | 33 | 0,4 | 3Φ | 2015 | Fuji Tusco | 581303 | 763 | 45 | 730.7844 | 32.2156 | 32215.5556 |  | 43 | 38.15 | 38150 | 724.85 | 2.222% | 16.1078 | 48.3233 | 714.6767
10141103 | PMT | TRANSFORMADOR | PTS 904 | TRANSFORMADOR MARCA:Fuji Tusco PTS 904 | Mashava |  | Maputo |  |  | 32,4575454 | -25,8494176 | 100 | 33 | 0,4 | 3Φ | 2015 | Fuji Tusco | 581307 | 763 | 45 | 730.7844 | 32.2156 | 32215.5556 |  | 43 | 38.15 | 38150 | 724.85 | 2.222% | 16.1078 | 48.3233 | 714.6767
10141103 | PMT | TRANSFORMADOR | PTS 901 | TRANSFORMADOR MARCA:Fuji Tusco PTS 901 | Mashava |  | Maputo |  |  | 32,4543597 | -25,8513030 | 100 | 33 | 0,4 | 3Φ | 2015 | Fuji Tusco | 581298 | 763 | 45 | 730.7844 | 32.2156 | 32215.5556 |  | 43 | 38.15 | 38150 | 724.85 | 2.222% | 16.1078 | 48.3233 | 714.6767
10141103 | PMT | TRANSFORMADOR | PTS 899 | TRANSFORMADOR MARCA:Fuji Tusco PTS 899 | Mashava |  | Maputo |  |  | 32,4536771 | -25,8496769 | 100 | 33 | 0,4 | 3Φ | 2015 | Fuji Tusco | 581324 | 763 | 45 | 730.7844 | 32.2156 | 32215.5556 |  | 43 | 38.15 | 38150 | 724.85 | 2.222% | 16.1078 | 48.3233 | 714.6767
10141103 | PMT | TRANSFORMADOR | PTS 898 | TRANSFORMADOR MARCA:Fuji Tusco PTS 898 | Mashava |  | Maputo |  |  | 32,4529183 | -25,8485578 | 160 | 33 | 0,4 | 3Φ | 2015 | Fuji Tusco | 581283 | 991 | 45 | 949.1578 | 41.8422 | 41842.2222 |  | 43 | 49.55 | 49550 | 941.45 | 2.222% | 20.9211 | 62.7633 | 928.2367
10141103 | PMT | TRANSFORMADOR | PTS 920 | TRANSFORMADOR MARCA:Fuji Tusco PTS 920 | Mashava |  | Maputo |  |  | 32,4504252 | -25,8464708 | 160 | 33 | 0,4 | 3Φ | 2015 | Fuji Tusco | 581284 | 991 | 45 | 949.1578 | 41.8422 | 41842.2222 |  | 43 | 49.55 | 49550 | 941.45 | 2.222% | 20.9211 | 62.7633 | 928.2367
10141103 | PMT | TRANSFORMADOR | PTS 913 | TRANSFORMADOR MARCA:Fuji Tusco PTS 913 | Mashava |  | Maputo |  |  | 32,4404969 | -25,8588256 | 160 | 33 | 0,4 | 3Φ | 2015 | Fuji Tusco | 581340 | 991 | 45 | 949.1578 | 41.8422 | 41842.2222 |  | 43 | 49.55 | 49550 | 941.45 | 2.222% | 20.9211 | 62.7633 | 928.2367
10141103 | PMT | TRANSFORMADOR | PTS 923 | TRANSFORMADOR MARCA:Fuji Tusco PTS 923 | Mashava |  | Maputo |  |  | 32,4416002 | -25,8450159 | 160 | 33 | 0,4 | 3Φ | 2015 | Fuji Tusco | 581281 | 991 | 45 | 949.1578 | 41.8422 | 41842.2222 |  | 43 | 49.55 | 49550 | 941.45 | 2.222% | 20.9211 | 62.7633 | 928.2367
10141103 | PMT | TRANSFORMADOR | PTS 924 | TRANSFORMADOR MARCA:Fuji Tusco PTS 924 | Mashava |  | Maputo |  |  | 32,4409104 | -25,8422424 | 100 | 33 | 0,4 | 3Φ | 2015 | Fuji Tusco | 581296 | 763 | 45 | 730.7844 | 32.2156 | 32215.5556 |  | 43 | 38.15 | 38150 | 724.85 | 2.222% | 16.1078 | 48.3233 | 714.6767
10141103 | PMT | TRANSFORMADOR | PTS 949 | TRANSFORMADOR MARCA:Fuji Tusco PTS 949 | Mashava |  | Maputo |  |  | 32,4251532 | -25,8402906 | 160 | 33 | 0,4 | 3Φ | 2015 | Fuji Tusco | 581326 | 991 | 45 | 949.1578 | 41.8422 | 41842.2222 |  | 43 | 49.55 | 49550 | 941.45 | 2.222% | 20.9211 | 62.7633 | 928.2367
10141103 | PMT | TRANSFORMADOR | PTS 948 | TRANSFORMADOR MARCA:Fuji Tusco PTS 948 | Mashava |  | Maputo |  |  | 32,4238821 | -25,8394949 | 100 | 33 | 0,4 | 3Φ | 2015 | Fuji Tusco | 581272 | 763 | 45 | 730.7844 | 32.2156 | 32215.5556 |  | 43 | 38.15 | 38150 | 724.85 | 2.222% | 16.1078 | 48.3233 | 714.6767
10141103 | PMT | TRANSFORMADOR | PTS 944 | TRANSFORMADOR MARCA:Fuji Tusco PTS 944 | Mashava |  | Maputo |  |  | 32,4309674 | -25,8391942 | 100 | 33 | 0,4 | 3Φ | 2015 | Fuji Tusco | 581236 | 763 | 45 | 730.7844 | 32.2156 | 32215.5556 |  | 43 | 38.15 | 38150 | 724.85 | 2.222% | 16.1078 | 48.3233 | 714.6767
10141103 | PMT | TRANSFORMADOR | PTS 943 | TRANSFORMADOR MARCA:Fuji Tusco PTS 943 | Mashava |  | Maputo |  |  | 32,4297172 | -25,8399742 | 100 | 33 | 0,4 | 3Φ | 2015 | Fuji Tusco | 581247 | 763 | 45 | 730.7844 | 32.2156 | 32215.5556 |  | 43 | 38.15 | 38150 | 724.85 | 2.222% | 16.1078 | 48.3233 | 714.6767
10141103 | PMT | TRANSFORMADOR | PTS 945 | TRANSFORMADOR MARCA:Fuji Tusco PTS 945 | Mashava |  | Maputo |  |  | 32,4292914 | -25,8378622 | 160 | 33 | 0,4 | 3Φ | 2015 | Fuji Tusco | 581343 | 991 | 45 | 949.1578 | 41.8422 | 41842.2222 |  | 43 | 49.55 | 49550 | 941.45 | 2.222% | 20.9211 | 62.7633 | 928.2367
10141103 | PMT | TRANSFORMADOR | PTS 956 | TRANSFORMADOR MARCA:Fuji Tusco PTS 956 | Mashava |  | Maputo |  |  | 32,4287498 | -25,8356582 | 160 | 33 | 0,4 | 3Φ | 2015 | Fuji Tusco | 581289 | 991 | 45 | 949.1578 | 41.8422 | 41842.2222 |  | 43 | 49.55 | 49550 | 941.45 | 2.222% | 20.9211 | 62.7633 | 928.2367
10141103 | PMT | TRANSFORMADOR | PTS 947 | TRANSFORMADOR MARCA:Fuji Tusco PTS 947 | Mashava |  | Maputo |  |  | 32,4250855 | -25,8368392 | 160 | 33 | 0,4 | 3Φ | 2015 | Fuji Tusco | 581287 | 991 | 45 | 949.1578 | 41.8422 | 41842.2222 |  | 43 | 49.55 | 49550 | 941.45 | 2.222% | 20.9211 | 62.7633 | 928.2367
10141103 | PMT | TRANSFORMADOR | PTS 955 | TRANSFORMADOR MARCA:Fuji Tusco PTS 955 | Mashava |  | Maputo |  |  | 32,4219026 | -25,8331941 | 160 | 33 | 0,4 | 3Φ | 2015 | Fuji Tusco | 581285 | 991 | 45 | 949.1578 | 41.8422 | 41842.2222 |  | 43 | 49.55 | 49550 | 941.45 | 2.222% | 20.9211 | 62.7633 | 928.2367
10141103 | PMT | TRANSFORMADOR | PTS 954 | TRANSFORMADOR MARCA:Fuji Tusco PTS 954 | Mashava |  | Maputo |  |  | 32,4239867 | -25,8318492 | 160 | 33 | 0,4 | 3Φ | 2015 | Fuji Tusco | 581291 | 991 | 45 | 949.1578 | 41.8422 | 41842.2222 |  | 43 | 49.55 | 49550 | 941.45 | 2.222% | 20.9211 | 62.7633 | 928.2367
10141103 | PMT | TRANSFORMADOR | PTS 951 | TRANSFORMADOR MARCA:Fuji Tusco PTS 951 | Mashava |  | Maputo |  |  | 32,4301564 | -25,8301010 | 100 | 33 | 0,4 | 3Φ | 2015 | Fuji Tusco | 581323 | 763 | 45 | 730.7844 | 32.2156 | 32215.5556 |  | 43 | 38.15 | 38150 | 724.85 | 2.222% | 16.1078 | 48.3233 | 714.6767
10141103 | PMT | TRANSFORMADOR | PTS 938 | TRANSFORMADOR MARCA:Fuji Tusco PTS 938 | Mashava |  | Maputo |  |  | 32,4327328 | -25,8339725 | 100 | 33 | 0,4 | 3Φ | 2015 | Fuji Tusco | 581254 | 763 | 45 | 730.7844 | 32.2156 | 32215.5556 |  | 43 | 38.15 | 38150 | 724.85 | 2.222% | 16.1078 | 48.3233 | 714.6767
10141103 | PMT | TRANSFORMADOR | PTS 937 | TRANSFORMADOR MARCA:Fuji Tusco PTS 937 | Mashava |  | Maputo |  |  | 32,4355566 | -25,8314021 | 160 | 33 | 0,4 | 3Φ | 2015 | Fuji Tusco | 581331 | 991 | 45 | 949.1578 | 41.8422 | 41842.2222 |  | 43 | 49.55 | 49550 | 941.45 | 2.222% | 20.9211 | 62.7633 | 928.2367
10141103 | PMT | TRANSFORMADOR | PTS 950 | TRANSFORMADOR MARCA:Fuji Tusco PTS 950 | Mashava |  | Maputo |  |  | 32,4329508 | -25,8291948 | 100 | 33 | 0,4 | 3Φ | 2015 | Fuji Tusco | 581318 | 763 | 45 | 730.7844 | 32.2156 | 32215.5556 |  | 43 | 38.15 | 38150 | 724.85 | 2.222% | 16.1078 | 48.3233 | 714.6767
10141103 | PMT | TRANSFORMADOR | PTS 936 | TRANSFORMADOR MARCA:Fuji Tusco PTS 936 | Mashava |  | Maputo |  |  | 32,4384707 | -25,8346528 | 100 | 33 | 0,4 | 3Φ | 2015 | Fuji Tusco | 581240 | 763 | 45 | 730.7844 | 32.2156 | 32215.5556 |  | 43 | 38.15 | 38150 | 724.85 | 2.222% | 16.1078 | 48.3233 | 714.6767
10141103 | PMT | TRANSFORMADOR | PTS 940 | TRANSFORMADOR MARCA:Fuji Tusco PTS 940 | Mashava |  | Maputo |  |  | 32,4342513 | -25,8383378 | 100 | 33 | 0,4 | 3Φ | 2015 | Fuji Tusco | 581274 | 763 | 45 | 730.7844 | 32.2156 | 32215.5556 |  | 43 | 38.15 | 38150 | 724.85 | 2.222% | 16.1078 | 48.3233 | 714.6767
10141103 | PMT | TRANSFORMADOR | PTS 941 | TRANSFORMADOR MARCA:Fuji Tusco PTS 941 | Mashava |  | Maputo |  |  | 32,4340116 | -25,8396483 | 100 | 33 | 0,4 | 3Φ | 2015 | Fuji Tusco | 581239 | 763 | 45 | 730.7844 | 32.2156 | 32215.5556 |  | 43 | 38.15 | 38150 | 724.85 | 2.222% | 16.1078 | 48.3233 | 714.6767
10141103 | PMT | TRANSFORMADOR | PTS 935 | TRANSFORMADOR MARCA:Fuji Tusco PTS 935 | Mashava |  | Maputo |  |  | 32,4405407 | -25,8373172 | 100 | 33 | 0,4 | 3Φ | 2015 | Fuji Tusco | 581232 | 763 | 45 | 730.7844 | 32.2156 | 32215.5556 |  | 43 | 38.15 | 38150 | 724.85 | 2.222% | 16.1078 | 48.3233 | 714.6767
10141103 | PMT | TRANSFORMADOR | PTS 925 | TRANSFORMADOR MARCA:Fuji Tusco PTS 925 | Mashava |  | Maputo |  |  | 32,4418616 | -25,8387923 | 100 | 33 | 0,4 | 3Φ | 2015 | Fuji Tusco | 581308 | 763 | 45 | 730.7844 | 32.2156 | 32215.5556 |  | 43 | 38.15 | 38150 | 724.85 | 2.222% | 16.1078 | 48.3233 | 714.6767
10141103 | PMT | TRANSFORMADOR | PTS 934 | TRANSFORMADOR MARCA:Fuji Tusco PTS 934 | Mashava |  | Maputo |  |  | 32,4437305 | -25,8330195 | 160 | 33 | 0,4 | 3Φ | 2015 | Fuji Tusco | 581344 | 991 | 45 | 949.1578 | 41.8422 | 41842.2222 |  | 43 | 49.55 | 49550 | 941.45 | 2.222% | 20.9211 | 62.7633 | 928.2367
10141103 | PMT | TRANSFORMADOR | PTS 933 | TRANSFORMADOR MARCA:Fuji Tusco PTS 933 | Mashava |  | Maputo |  |  | 32,4384387 | -25,8301469 | 100 | 33 | 0,4 | 3Φ | 2015 | Fuji Tusco | 581271 | 763 | 45 | 730.7844 | 32.2156 | 32215.5556 |  | 43 | 38.15 | 38150 | 724.85 | 2.222% | 16.1078 | 48.3233 | 714.6767
10141103 | PMT | TRANSFORMADOR | PTS 932 | TRANSFORMADOR MARCA:Fuji Tusco PTS 932 | Mashava |  | Maputo |  |  | 32,4367659 | -25,8290904 | 100 | 33 | 0,4 | 3Φ | 2015 | Fuji Tusco | 581255 | 763 | 45 | 730.7844 | 32.2156 | 32215.5556 |  | 43 | 38.15 | 38150 | 724.85 | 2.222% | 16.1078 | 48.3233 | 714.6767
10141103 | PMT | TRANSFORMADOR | PTS 931 | TRANSFORMADOR MARCA:Fuji Tusco PTS 931 | Mashava |  | Maputo |  |  | 32,4406321 | -25,8284291 | 160 | 33 | 0,4 | 3Φ | 2015 | Fuji Tusco | 581338 | 991 | 45 | 949.1578 | 41.8422 | 41842.2222 |  | 43 | 49.55 | 49550 | 941.45 | 2.222% | 20.9211 | 62.7633 | 928.2367
10141103 | PMT | TRANSFORMADOR | PTS 929 | TRANSFORMADOR MARCA:Fuji Tusco PTS 929 | Mashava |  | Maputo |  |  | 32,4455942 | -25,8273727 | 160 | 33 | 0,4 | 3Φ | 2015 | Fuji Tusco | 581327 | 991 | 45 | 949.1578 | 41.8422 | 41842.2222 |  | 43 | 49.55 | 49550 | 941.45 | 2.222% | 20.9211 | 62.7633 | 928.2367
10141103 | PMT | TRANSFORMADOR | PTS 490 | TRANSFORMADOR MARCA:Efacec PTS 490 | Mashava |  | Maputo |  |  | 32,4340094 | -25,8254907 | 160 | 33 | 0,4 | 3Φ | 2015 | Efacec |  | 991 | 45 | 949.1578 | 41.8422 | 41842.2222 |  | 43 | 49.55 | 49550 | 941.45 | 2.222% | 20.9211 | 62.7633 | 928.2367
10141103 | PMT | TRANSFORMADOR | PTS 927 | TRANSFORMADOR MARCA:Fuji Tusco PTS 927 | Mashava |  | Maputo |  |  | 32,4490277 | -25,8294788 | 100 | 33 | 0,4 | 3Φ | 2015 | Fuji Tusco | 581260 | 763 | 45 | 730.7844 | 32.2156 | 32215.5556 |  | 43 | 38.15 | 38150 | 724.85 | 2.222% | 16.1078 | 48.3233 | 714.6767
10141103 | PMT | TRANSFORMADOR | PTS 928 | TRANSFORMADOR MARCA:Fuji Tusco PTS 928 | Mashava |  | Maputo |  |  | 32,4460354 | -25,8302343 | 100 | 33 | 0,4 | 3Φ | 2015 | Fuji Tusco | 581231 | 763 | 45 | 730.7844 | 32.2156 | 32215.5556 |  | 43 | 38.15 | 38150 | 724.85 | 2.222% | 16.1078 | 48.3233 | 714.6767
10141103 | PMT | TRANSFORMADOR | PTS 930 | TRANSFORMADOR MARCA:Fuji Tusco PTS 930 | Mashava |  | Maputo |  |  | 32,4438806 | -25,8289626 | 100 | 33 | 0,4 | 3Φ | 2015 | Fuji Tusco | 581268 | 763 | 45 | 730.7844 | 32.2156 | 32215.5556 |  | 43 | 38.15 | 38150 | 724.85 | 2.222% | 16.1078 | 48.3233 | 714.6767
10141103 | PMT | TRANSFORMADOR | PTS 890 | TRANSFORMADOR MARCA:Fuji Tusco PTS 890 | Mashava |  | Maputo |  |  | 32,4512132 | -25,8319574 | 100 | 33 | 0,4 | 3Φ | 2015 | Fuji Tusco | 581269 | 763 | 45 | 730.7844 | 32.2156 | 32215.5556 |  | 43 | 38.15 | 38150 | 724.85 | 2.222% | 16.1078 | 48.3233 | 714.6767
10141103 | PMT | TRANSFORMADOR | PTS 980 | TRANSFORMADOR MARCA:Fuji Tusco PTS 980 | Mashava |  | Maputo |  |  | 32,4489571 | -25,8361377 | 160 | 33 | 0,4 | 3Φ | 2015 | Fuji Tusco | 581279 | 991 | 45 | 949.1578 | 41.8422 | 41842.2222 |  | 43 | 49.55 | 49550 | 941.45 | 2.222% | 20.9211 | 62.7633 | 928.2367
10141103 | PMT | TRANSFORMADOR | PTS 893 | TRANSFORMADOR MARCA:Fuji Tusco PTS 893 | Mashava |  | Maputo |  |  | 32,4524772 | -25,8404203 | 160 | 33 | 0,4 | 3Φ | 2015 | Fuji Tusco | 581286 | 991 | 45 | 949.1578 | 41.8422 | 41842.2222 |  | 43 | 49.55 | 49550 | 941.45 | 2.222% | 20.9211 | 62.7633 | 928.2367
10141103 | PMT | TRANSFORMADOR | PTS 894 | TRANSFORMADOR MARCA:Fuji Tusco PTS 894 | Mashava |  | Maputo |  |  | 32,4492706 | -25,8401824 | 160 | 33 | 0,4 | 3Φ | 2015 | Fuji Tusco | 581292 | 991 | 45 | 949.1578 | 41.8422 | 41842.2222 |  | 43 | 49.55 | 49550 | 941.45 | 2.222% | 20.9211 | 62.7633 | 928.2367
10141103 | PMT | TRANSFORMADOR | PTS 895 | TRANSFORMADOR MARCA:Fuji Tusco PTS 895 | Mashava |  | Maputo |  |  | 32,4557437 | -25,8417784 | 160 | 33 | 0,4 | 3Φ | 2015 | Fuji Tusco | 581290 | 991 | 45 | 949.1578 | 41.8422 | 41842.2222 |  | 43 | 49.55 | 49550 | 941.45 | 2.222% | 20.9211 | 62.7633 | 928.2367
10141103 | PMT | TRANSFORMADOR | PTS 897 | TRANSFORMADOR MARCA:Fuji Tusco PTS 897 | Mashava |  | Maputo |  |  | 32,4564416 | -25,8437373 | 100 | 33 | 0,4 | 3Φ | 2015 | Fuji Tusco | 581266 | 763 | 45 | 730.7844 | 32.2156 | 32215.5556 |  | 43 | 38.15 | 38150 | 724.85 | 2.222% | 16.1078 | 48.3233 | 714.6767
10141103 | PMT | TRANSFORMADOR | PTS 909 | TRANSFORMADOR MARCA:Fuji Tusco PTS 909 | Mashava |  | Maputo |  |  | 32,4461377 | -25,8609060 | 100 | 33 | 0,4 | 3Φ | 2015 | Fuji Tusco | 581258 | 763 | 45 | 730.7844 | 32.2156 | 32215.5556 |  | 43 | 38.15 | 38150 | 724.85 | 2.222% | 16.1078 | 48.3233 | 714.6767
10141103 | PMT | TRANSFORMADOR | PT 113 | TRANSFORMADOR MARCA:Efacec PT 113 | Mashava |  | Maputo |  |  | 32,4361971 | -25,8710568 | 100 | 33 | 0,4 | 3Φ | 2015 | Efacec |  | 763 | 45 | 730.7844 | 32.2156 | 32215.5556 |  | 43 | 38.15 | 38150 | 724.85 | 2.222% | 16.1078 | 48.3233 | 714.6767
10141103 | PMT | TRANSFORMADOR | PTS 953 | TRANSFORMADOR MARCA:Fuji Tusco PTS 953 | Mashava |  | Maputo |  |  | 32,4281876 | -25,8295541 | 100 | 33 | 0,4 | 3Φ | 2015 | Fuji Tusco | 581228 | 763 | 45 | 730.7844 | 32.2156 | 32215.5556 |  | 43 | 38.15 | 38150 | 724.85 | 2.222% | 16.1078 | 48.3233 | 714.6767
10141103 | PMT | TRANSFORMADOR | PTS 952 | TRANSFORMADOR MARCA:Fuji Tusco PTS 952 | Mashava |  | Maputo |  |  | 32,4307094 | -25,8276528 | 100 | 33 | 0,4 | 3Φ | 2015 | Fuji Tusco | 581257 | 763 | 45 | 730.7844 | 32.2156 | 32215.5556 |  | 43 | 38.15 | 38150 | 724.85 | 2.222% | 16.1078 | 48.3233 | 714.6767
10141103 | PMT | TRANSFORMADOR | PTS 1036 | TRANSFORMADOR MARCA:Powertech PTS 1036 | Mashava |  | Maputo |  |  | 32,3474718 | -25,7751982 | 100 | 33 | 0,4 | 3Φ | 2015 | Powertech | 10839201/10 | 763 | 45 | 730.7844 | 32.2156 | 32215.5556 |  | 43 | 38.15 | 38150 | 724.85 | 2.222% | 16.1078 | 48.3233 | 714.6767
10141103 | PMT | TRANSFORMADOR | PTS 887 | TRANSFORMADOR MARCA:Actom PTS 887 | Mashava |  | Maputo |  |  | 32,3637365 | -25,7552467 | 250 | 33 | 0,4 | 3Φ | 2015 | Actom | L3513/04/024 | 991 | 45 | 949.1578 | 41.8422 | 41842.2222 |  | 43 | 49.55 | 49550 | 941.45 | 2.222% | 20.9211 | 62.7633 | 928.2367
10141103 | PMT | TRANSFORMADOR | PTS 886 | TRANSFORMADOR MARCA:Actom PTS 886 | Mashava |  | Maputo |  |  | 32,3616625 | -25,7556983 | 250 | 33 | 0,4 | 3Φ | 2015 | Actom | L3513/04/026 | 991 | 45 | 949.1578 | 41.8422 | 41842.2222 |  | 43 | 49.55 | 49550 | 941.45 | 2.222% | 20.9211 | 62.7633 | 928.2367
10141103 | PMT | TRANSFORMADOR | PTS 888 | TRANSFORMADOR MARCA:Actom PTS 888 | Mashava |  | Maputo |  |  | 32,3662496 | -25,7562854 | 250 | 33 | 0,4 | 3Φ | 2015 | Actom | L3513/04/016 | 991 | 45 | 949.1578 | 41.8422 | 41842.2222 |  | 43 | 49.55 | 49550 | 941.45 | 2.222% | 20.9211 | 62.7633 | 928.2367
10141103 | PMT | TRANSFORMADOR | PT 321R | TRANSFORMADOR MARCA:Freestate Transformers PT 321R | Katembe |  | Maputo |  |  | 32,5630468 | -26,0240129 | 250 | 33 | 0,4 | 3Φ | 2015 | Freestate Transformers | TB1509113 | 991 | 45 | 949.1578 | 41.8422 | 41842.2222 |  | 43 | 49.55 | 49550 | 941.45 | 2.222% | 20.9211 | 62.7633 | 928.2367
10141103 | PMT | TRANSFORMADOR | PT 275R | TRANSFORMADOR MARCA:Transformadores de Mozambique PT 275R | Katembe |  | Maputo |  |  | 32,5859261 | -26,0307365 | 250 | 33 | 0,4 | 3Φ | 2015 | Transformadores de Mozambique | 979641 | 991 | 45 | 949.1578 | 41.8422 | 41842.2222 |  | 43 | 49.55 | 49550 | 941.45 | 2.222% | 20.9211 | 62.7633 | 928.2367
10141103 | PMT | TRANSFORMADOR | PT 350R | TRANSFORMADOR MARCA:Transformadores de Mozambique PT 350R | Katembe |  | Maputo |  |  | 32,5425716 | -26,0168096 | 315 | 33 | 0,4 | 3Φ | 2015 | Transformadores de Mozambique | 967349 | 1039 | 45 | 995.1311 | 43.8689 | 43868.8889 |  | 43 | 51.95 | 51950 | 987.05 | 2.222% | 21.9344 | 65.8033 | 973.1967
10141103 | PMT | TRANSFORMADOR | PT 74 RE | TRANSFORMADOR MARCA:Transformadores de Mozambique PT 74 RE | Maxixe |  | Inhambane |  |  | 32,3338292 | -23,8568339 | 200 | 33 | 0,4 | 3Φ | 2015 | Transformadores de Mozambique | 967337 | 991 | 45 | 949.1578 | 41.8422 | 41842.2222 |  | 43 | 49.55 | 49550 | 941.45 | 2.222% | 20.9211 | 62.7633 | 928.2367
10141103 | PMT | TRANSFORMADOR | PT 47 RE | TRANSFORMADOR MARCA:Freestate Transformers PT 47 RE | Maxixe |  | Inhambane |  |  | 35,3282574 | -23,8435391 | 200 | 33 | 0,4 | 3Φ | 2015 | Freestate Transformers | TB1509064 | 991 | 45 | 949.1578 | 41.8422 | 41842.2222 |  | 43 | 49.55 | 49550 | 941.45 | 2.222% | 20.9211 | 62.7633 | 928.2367
10141103 | PMT | TRANSFORMADOR | PT 05 RE | TRANSFORMADOR MARCA:Transformadores de Mozambique PT 05 RE | Masinga |  | Inhambane |  |  | 35,3910829 | -23,3255397 | 100 | 33 | 0.4 | 3Φ | 2015 | Transformadores de Mozambique | 961789 | 763 | 45 | 730.7844 | 32.2156 | 32215.5556 |  | 43 | 38.15 | 38150 | 724.85 | 2.222% | 16.1078 | 48.3233 | 714.6767
10141103 | PMT | TRANSFORMADOR | PT237R | TRANSFORMADOR MARCA:Efacec PT237R |  |  | Zimbeto |  |  | 32,594933 | -25,827988 | 630 | 33 | 0.4 | 3Φ | 2015 | Efacec | F001808.03 | 1200 | 45 | 1149.3333 | 50.6667 | 50666.6667 |  | 43 | 60 | 60000 | 1140 | 2.222% | 25.3333 | 76 | 1124
10141103 | PMT | TRANSFORMADOR | PTS 25 | TRANSFORMADOR MARCA:Tranformerdores de Mozambique PTS 25 |  |  | Zavala |  |  | 34,76364 | -24,64215 | 100 | 33 | 0.4 | 3Φ | 2015 | Tranformerdores de Mozambique | 961733 | 763 | 45 | 730.7844 | 32.2156 | 32215.5556 |  | 43 | 38.15 | 38150 | 724.85 | 2.222% | 16.1078 | 48.3233 | 714.6767
10141103 | PMT | TRANSFORMADOR | PTS 21 | TRANSFORMADOR MARCA:SIEMENS PTS 21 |  |  | PANDA |  |  | 34,84982 | -24,23462 | 50 | 33 | 0.4 | 3Φ | 2015 | SIEMENS | B263977 | 643 | 45 | 615.8511 | 27.1489 | 27148.8889 |  | 43 | 32.15 | 32150 | 610.85 | 2.222% | 13.5744 | 40.7233 | 602.2767
10141103 | PMT | TRANSFORMADOR | PTS 39 | TRANSFORMADOR MARCA:SIEMENS PTS 39 |  |  | PANDA |  |  | 34,72331 | -24,06266 | 50 | 33 | 0.4 | 3Φ | 2015 | SIEMENS | B263975 | 643 | 45 | 615.8511 | 27.1489 | 27148.8889 |  | 43 | 32.15 | 32150 | 610.85 | 2.222% | 13.5744 | 40.7233 | 602.2767
10141103 | PMT | TRANSFORMADOR | PT 563R | TRANSFORMADOR MARCA:Fuji Tusco Co. PT 563R |  |  | Muhlaze |  |  | 32,524633 | -25,78441 | 200 | 33 | 0.4 | 3Φ | 2015 | Fuji Tusco Co. | 581359 | 991 | 45 | 949.1578 | 41.8422 | 41842.2222 |  | 43 | 49.55 | 49550 | 941.45 | 2.222% | 20.9211 | 62.7633 | 928.2367
10141103 | PMT | TRANSFORMADOR | PT 269R | TRANSFORMADOR MARCA:Tranformerdores de Mozambique PT 269R |  |  | Muhlaze |  |  | 32,519152 | -25,776529 | 200 | 33 | 0.44 | 3Φ | 2015 | Tranformerdores de Mozambique | 961935 | 991 | 45 | 949.1578 | 41.8422 | 41842.2222 |  | 43 | 49.55 | 49550 | 941.45 | 2.222% | 20.9211 | 62.7633 | 928.2367
10141103 | PMT | TRANSFORMADOR | PT 550R | TRANSFORMADOR MARCA:Fuji Tusco Co. PT 550R |  |  | Muhlaze |  |  | 32,516720 | -25,769027 | 200 | 33 | 0.4 | 3Φ | 2015 | Fuji Tusco Co. | 581366 | 991 | 45 | 949.1578 | 41.8422 | 41842.2222 |  | 43 | 49.55 | 49550 | 941.45 | 2.222% | 20.9211 | 62.7633 | 928.2367
10141103 | PMT | TRANSFORMADOR | PT 577R | TRANSFORMADOR MARCA:Fuji Tusco Co. PT 577R |  |  | Muhlaze |  |  | 32,535952 | -25,807821 | 200 | 33 | 0.4 | 3Φ | 2015 | Fuji Tusco Co. | 581357 | 991 | 45 | 949.1578 | 41.8422 | 41842.2222 |  | 43 | 49.55 | 49550 | 941.45 | 2.222% | 20.9211 | 62.7633 | 928.2367
10141103 | PMT | TRANSFORMADOR | PT 994R | TRANSFORMADOR MARCA:Fuji Tusco Co. PT 994R |  |  | Muhlaze |  |  | 32,535851 | -25,813222 | 200 | 33 | 0.4 | 3Φ | 2015 | Fuji Tusco Co. | 581356 | 991 | 45 | 949.1578 | 41.8422 | 41842.2222 |  | 43 | 49.55 | 49550 | 941.45 | 2.222% | 20.9211 | 62.7633 | 928.2367
10141103 | PMT | TRANSFORMADOR | PT 996R | TRANSFORMADOR MARCA:Fuji Tusco Co. PT 996R |  |  | Muhlaze |  |  | 32,532268 | -25,815457 | 160 | 33 | 0.4 | 3Φ | 2015 | Fuji Tusco Co. | 581333 | 991 | 45 | 949.1578 | 41.8422 | 41842.2222 |  | 43 | 49.55 | 49550 | 941.45 | 2.222% | 20.9211 | 62.7633 | 928.2367
10141103 | PMT | TRANSFORMADOR | PT 997R | TRANSFORMADOR MARCA:Fuji Tusco Co. PT 997R |  |  | Muhlaze |  |  | 32,53044 | -25,818566 | 160 | 33 | 0.4 | 3Φ | 2015 | Fuji Tusco Co. | 581330 | 991 | 45 | 949.1578 | 41.8422 | 41842.2222 |  | 43 | 49.55 | 49550 | 941.45 | 2.222% | 20.9211 | 62.7633 | 928.2367
10141103 | PMT | TRANSFORMADOR | PT 1006R | TRANSFORMADOR MARCA:Fuji Tusco Co. PT 1006R |  |  | Muhlaze |  |  | 32,533052 | -25,820091 | 200 | 33 | 0.4 | 3Φ | 2015 | Fuji Tusco Co. | 581360 | 991 | 45 | 949.1578 | 41.8422 | 41842.2222 |  | 43 | 49.55 | 49550 | 941.45 | 2.222% | 20.9211 | 62.7633 | 928.2367
10141103 | PMT | TRANSFORMADOR | PT 1005R | TRANSFORMADOR MARCA:Fuji Tusco Co. PT 1005R |  |  | Muhlaze |  |  | 32,524191 | -25,8183325 | 200 | 33 | 0.4 | 3Φ | 2015 | Fuji Tusco Co. | 581364 | 991 | 45 | 949.1578 | 41.8422 | 41842.2222 |  | 43 | 49.55 | 49550 | 941.45 | 2.222% | 20.9211 | 62.7633 | 928.2367
10141103 | PMT | TRANSFORMADOR | PT 1000R | TRANSFORMADOR MARCA:Fuji Tusco Co. PT 1000R |  |  | Muhlaze |  |  | 32,531164 | -25,822500 | 160 | 33 | 0.4 | 3Φ | 2015 | Fuji Tusco Co. | 581336 | 991 | 45 | 949.1578 | 41.8422 | 41842.2222 |  | 43 | 49.55 | 49550 | 941.45 | 2.222% | 20.9211 | 62.7633 | 928.2367
10141103 | PMT | TRANSFORMADOR | PT 1001R | TRANSFORMADOR MARCA:Fuji Tusco Co. PT 1001R |  |  | Muhlaze |  |  | 32,529154 | -25,82251 | 160 | 33 | 0.4 | 3Φ | 2015 | Fuji Tusco Co. | 581350 | 991 | 45 | 949.1578 | 41.8422 | 41842.2222 |  | 43 | 49.55 | 49550 | 941.45 | 2.222% | 20.9211 | 62.7633 | 928.2367
10141103 | PMT | TRANSFORMADOR | PT 1008R | TRANSFORMADOR MARCA:Fuji Tusco Co. PT 1008R |  |  | Muhlaze |  |  | 32,536147 | -25,82306 | 160 | 33 | 0.4 | 3Φ | 2015 | Fuji Tusco Co. | 581332 | 991 | 45 | 949.1578 | 41.8422 | 41842.2222 |  | 43 | 49.55 | 49550 | 941.45 | 2.222% | 20.9211 | 62.7633 | 928.2367
10141103 | PMT | TRANSFORMADOR | PT 1007R | TRANSFORMADOR MARCA:Fuji Tusco Co. PT 1007R |  |  | Muhlaze |  |  | 32,539144 | -25,82325 | 200 | 33 | 0.4 | 3Φ | 2015 | Fuji Tusco Co. | 581361 | 991 | 45 | 949.1578 | 41.8422 | 41842.2222 |  | 43 | 49.55 | 49550 | 941.45 | 2.222% | 20.9211 | 62.7633 | 928.2367
10141103 | PMT | TRANSFORMADOR | PTS 423 | TRANSFORMADOR MARCA:Tranformerdores de Mozambique PTS 423 |  |  | MATOLA |  |  | 32,473571 | -25,967306 | 315 | 33 | 0.4 | 3Φ | 2015 | Tranformerdores de Mozambique | 979649 | 1039 | 45 | 995.1311 | 43.8689 | 43868.8889 |  | 43 | 51.95 | 51950 | 987.05 | 2.222% | 21.9344 | 65.8033 | 973.1967
10141103 | PMT | TRANSFORMADOR | PTS 231 | TRANSFORMADOR MARCA:Tranformerdores de Mozambique PTS 231 |  |  | MATOLA |  |  | 32,47908 | -25,94977 | 500 | 33 | 0.4 | 3Φ | 2015 | Tranformerdores de Mozambique | 967350 | 1200 | 45 | 1149.3333 | 50.6667 | 50666.6667 |  | 43 | 60 | 60000 | 1140 | 2.222% | 25.3333 | 76 | 1124
10141103 | PMT | TRANSFORMADOR | PTS 230 | TRANSFORMADOR MARCA:Efacec PTS 230 |  |  | MATOLA |  |  | 32,48905 | -25,94515 | 100 | 33 | 0.4 | 3Φ | 2015 | Efacec | 9439 | 763 | 45 | 730.7844 | 32.2156 | 32215.5556 |  | 43 | 38.15 | 38150 | 724.85 | 2.222% | 16.1078 | 48.3233 | 714.6767
10141103 | PMT | TRANSFORMADOR | PTS 226 | TRANSFORMADOR MARCA:Tranformerdores de Mozambique PTS 226 |  |  | MATOLA |  |  | 32,50451 | -25,93473 | 200 | 33 | 0.4 | 3Φ | 2015 | Tranformerdores de Mozambique | 915553 | 991 | 45 | 949.1578 | 41.8422 | 41842.2222 |  | 43 | 49.55 | 49550 | 941.45 | 2.222% | 20.9211 | 62.7633 | 928.2367
10141103 | PMT | TRANSFORMADOR | PTS 843 | TRANSFORMADOR MARCA:Tranformerdores de Mozambique PTS 843 |  |  | MATOLA |  |  | 32,39951 | -25,87932 | 200 | 33 | 0.4 | 3Φ | 2015 | Tranformerdores de Mozambique | 979621 | 991 | 45 | 949.1578 | 41.8422 | 41842.2222 |  | 43 | 49.55 | 49550 | 941.45 | 2.222% | 20.9211 | 62.7633 | 928.2367
10141103 | PMT | TRANSFORMADOR | PT 643 | TRANSFORMADOR MARCA:Desta Power Matla PT 643 |  |  | Manhica |  |  | 32,808266 | -25,394608 | 250 | 33 | 0.4 | 3Φ | 2015 | Desta Power Matla | 20674501/01 | 991 | 45 | 949.1578 | 41.8422 | 41842.2222 |  | 43 | 49.55 | 49550 | 941.45 | 2.222% | 20.9211 | 62.7633 | 928.2367
10141103 | PMT | TRANSFORMADOR | PT -Maluana | TRANSFORMADOR MARCA:Desta Power Matla PT -Maluana |  |  | Manhica |  |  | 32,6336011 | -25,495102 | 100 | 33 | 0.4 | 3Φ | 2015 | Desta Power Matla | 10839203/07 | 763 | 45 | 730.7844 | 32.2156 | 32215.5556 |  | 43 | 38.15 | 38150 | 724.85 | 2.222% | 16.1078 | 48.3233 | 714.6767
10141103 | PMT | TRANSFORMADOR | PT 655 | TRANSFORMADOR MARCA: PT 655 |  |  | Manhica |  |  | 32,652408 | -25,497639 | 100 | 33 | 0.4 | 3Φ | 2015 |  |  | 763 | 45 | 730.7844 | 32.2156 | 32215.5556 |  | 43 | 38.15 | 38150 | 724.85 | 2.222% | 16.1078 | 48.3233 | 714.6767
10141103 | PMT | TRANSFORMADOR | PT 667 | TRANSFORMADOR MARCA:Desta Power Matla PT 667 |  |  | Manhica |  |  | 32,7422318 | -25,460226 | 100 | 33 | 0.4 | 3Φ | 2015 | Desta Power Matla | 10832301/05 | 763 | 45 | 730.7844 | 32.2156 | 32215.5556 |  | 43 | 38.15 | 38150 | 724.85 | 2.222% | 16.1078 | 48.3233 | 714.6767
10141103 | PMT | TRANSFORMADOR | PT 635 | TRANSFORMADOR MARCA:Free State Transformers PT 635 |  |  | Manhica |  |  | 32,762565 | -25,453822 | 160 | 33 | 0.4 | 3Φ | 2015 | Free State Transformers | TB1509045 | 991 | 45 | 949.1578 | 41.8422 | 41842.2222 |  | 43 | 49.55 | 49550 | 941.45 | 2.222% | 20.9211 | 62.7633 | 928.2367
10141103 | PMT | TRANSFORMADOR | PT 189R | TRANSFORMADOR MARCA:Free State Transformers PT 189R |  |  | Mageanino |  |  | 32,6436851 | -25,81332107 | 315 | 33 | 0.4 | 3Φ | 2015 | Free State Transformers | TB1509120 | 1039 | 45 | 995.1311 | 43.8689 | 43868.8889 |  | 43 | 51.95 | 51950 | 987.05 | 2.222% | 21.9344 | 65.8033 | 973.1967
10141103 | PMT | TRANSFORMADOR | PTS 29 | TRANSFORMADOR MARCA:Siemens PTS 29 |  |  | Homoine |  |  | 35,17497 | -23,89288 | 100 | 33 | 0.4 | 3Φ | 2015 | Siemens | B264701 | 763 | 45 | 730.7844 | 32.2156 | 32215.5556 |  | 43 | 38.15 | 38150 | 724.85 | 2.222% | 16.1078 | 48.3233 | 714.6767
10141103 | PMT | TRANSFORMADOR | PTS 26 | TRANSFORMADOR MARCA:Siemens PTS 26 |  |  | Homoine |  |  | 35,16746 | -23,88976 | 100 | 33 | 0.4 | 3Φ | 2015 | Siemens | B264702 | 763 | 45 | 730.7844 | 32.2156 | 32215.5556 |  | 43 | 38.15 | 38150 | 724.85 | 2.222% | 16.1078 | 48.3233 | 714.6767
10141103 | PMT | TRANSFORMADOR | PTS 27 | TRANSFORMADOR MARCA:Siemens PTS 27 |  |  | Homoine |  |  | 35,16329 | -23,88568 | 100 | 33 | 0.4 | 3Φ | 2015 | Siemens | B264015 | 763 | 45 | 730.7844 | 32.2156 | 32215.5556 |  | 43 | 38.15 | 38150 | 724.85 | 2.222% | 16.1078 | 48.3233 | 714.6767
10141103 | PMT | TRANSFORMADOR | PTS 28 | TRANSFORMADOR MARCA:Siemens PTS 28 |  |  | Homoine |  |  | 35,17034 | -23,88624 | 100 | 33 | 0.4 | 3Φ | 2015 | Siemens | B264004 | 763 | 45 | 730.7844 | 32.2156 | 32215.5556 |  | 43 | 38.15 | 38150 | 724.85 | 2.222% | 16.1078 | 48.3233 | 714.6767
10141103 | PMT | TRANSFORMADOR | PTS 25 | TRANSFORMADOR MARCA:Fuji Tusco Co. PTS 25 |  |  | Homoine |  |  | 35,15803 | -23,89066 | 160 | 33 | 0.4 | 3Φ | 2015 | Fuji Tusco Co. | B264052 | 991 | 45 | 949.1578 | 41.8422 | 41842.2222 |  | 43 | 49.55 | 49550 | 941.45 | 2.222% | 20.9211 | 62.7633 | 928.2367
10141103 | PMT | TRANSFORMADOR | PTS 24 | TRANSFORMADOR MARCA:Siemens PTS 24 |  |  | Homoine |  |  | 35,16454 | -23,89503 | 100 | 33 | 0.44 | 3Φ | 2015 | Siemens | B264021 | 763 | 45 | 730.7844 | 32.2156 | 32215.5556 |  | 43 | 38.15 | 38150 | 724.85 | 2.222% | 16.1078 | 48.3233 | 714.6767
10141103 | PMT | TRANSFORMADOR | PTS 10 | TRANSFORMADOR MARCA:Mandlakazi Electrical Technologies PTS 10 |  |  | Homoine |  |  | 35,15842 | -23,89693 | 50 | 33 | 0.4 | 3Φ | 2015 | Mandlakazi Electrical Technologies | 422/40 | 643 | 45 | 615.8511 | 27.1489 | 27148.8889 |  | 43 | 32.15 | 32150 | 610.85 | 2.222% | 13.5744 | 40.7233 | 602.2767
10141103 | PMT | TRANSFORMADOR | PTS 23 | TRANSFORMADOR MARCA:Siemens PTS 23 |  |  | Homoine |  |  | 35,17267 | -23,89880 | 100 | 33 | 0.4 | 3Φ | 2015 | Siemens | B264699 | 763 | 45 | 730.7844 | 32.2156 | 32215.5556 |  | 43 | 38.15 | 38150 | 724.85 | 2.222% | 16.1078 | 48.3233 | 714.6767
10141103 | PMT | TRANSFORMADOR | PTS 22 | TRANSFORMADOR MARCA:Siemens PTS 22 |  |  | Homoine |  |  | 35,24883 | -23,87464 | 100 | 33 | 0.4 | 3Φ | 2015 | Siemens | B264706 | 763 | 45 | 730.7844 | 32.2156 | 32215.5556 |  | 43 | 38.15 | 38150 | 724.85 | 2.222% | 16.1078 | 48.3233 | 714.6767
10141103 | PMT | TRANSFORMADOR | PTS 21 | TRANSFORMADOR MARCA:Siemens PTS 21 |  |  | Homoine |  |  | 35,16139 | -23,90163 | 100 | 33 | 0.4 | 3Φ | 2015 | Siemens | B264703 | 763 | 45 | 730.7844 | 32.2156 | 32215.5556 |  | 43 | 38.15 | 38150 | 724.85 | 2.222% | 16.1078 | 48.3233 | 714.6767
10141103 | PMT | TRANSFORMADOR | PTS 20 | TRANSFORMADOR MARCA:Siemens PTS 20 |  |  | Homoine |  |  | 35,15733 | -23,90449 | 100 | 33 | 0.4 | 3Φ | 2015 | Siemens | B264017 | 763 | 45 | 730.7844 | 32.2156 | 32215.5556 |  | 43 | 38.15 | 38150 | 724.85 | 2.222% | 16.1078 | 48.3233 | 714.6767
10141103 | PMT | TRANSFORMADOR | PTS 19 | TRANSFORMADOR MARCA:Siemens PTS 19 |  |  | Homoine |  |  | 35,15497 | -23,89825 | 160 | 33 | 0.4 | 3Φ | 2015 | Siemens | B264044 | 991 | 45 | 949.1578 | 41.8422 | 41842.2222 |  | 43 | 49.55 | 49550 | 941.45 | 2.222% | 20.9211 | 62.7633 | 928.2367
10141103 | PMT | TRANSFORMADOR | PTS 17 | TRANSFORMADOR MARCA:Siemens PTS 17 |  |  | Homoine |  |  | 35,15162 | -23,89261 | 100 | 33 | 0.4 | 3Φ | 2015 | Siemens | B264019 | 763 | 45 | 730.7844 | 32.2156 | 32215.5556 |  | 43 | 38.15 | 38150 | 724.85 | 2.222% | 16.1078 | 48.3233 | 714.6767
10141103 | PMT | TRANSFORMADOR | PTS 03 | TRANSFORMADOR MARCA:Fuji Tusco Co. PTS 03 |  |  | Homoine |  |  | 35,13776 | -23,89496 | 200 | 33 | 0.4 | 3Φ | 2015 | Fuji Tusco Co. | TB 1509071 | 991 | 45 | 949.1578 | 41.8422 | 41842.2222 |  | 43 | 49.55 | 49550 | 941.45 | 2.222% | 20.9211 | 62.7633 | 928.2367
10141103 | PMT | TRANSFORMADOR | PTS 04 | TRANSFORMADOR MARCA:Efacec PTS 04 |  |  | Homoine |  |  | 35,16031 | -23,92209 | 200 | 33 | 0.4 | 3Φ | 2015 | Efacec | ? | 991 | 45 | 949.1578 | 41.8422 | 41842.2222 |  | 43 | 49.55 | 49550 | 941.45 | 2.222% | 20.9211 | 62.7633 | 928.2367
10141103 | PMT | TRANSFORMADOR | PTS 889 | TRANSFORMADOR MARCA:Tranformerdores de Mozambique PTS 889 |  |  | CIDADE DA MATOLA |  |  | 32,449597 | -25,942993 | 200 | 33 | 0.4 | 3Φ | 2015 | Tranformerdores de Mozambique | 979617 | 991 | 45 | 949.1578 | 41.8422 | 41842.2222 |  | 43 | 49.55 | 49550 | 941.45 | 2.222% | 20.9211 | 62.7633 | 928.2367
10141103 | PMT | TRANSFORMADOR | PTS 940 | TRANSFORMADOR MARCA:Powertech PTS 940 |  |  | CIDADE DA MATOLA |  |  | 32,448750 | -25,942588 | 200 | 33 | 0.4 | 3Φ | 2015 | Powertech | 20865501/01 | 991 | 45 | 949.1578 | 41.8422 | 41842.2222 |  | 43 | 49.55 | 49550 | 941.45 | 2.222% | 20.9211 | 62.7633 | 928.2367
10141103 | PMT | TRANSFORMADOR | PT 307 | TRANSFORMADOR MARCA:Free State Transformers PT 307 |  |  | Bukiso |  |  | 32,5491487 | -25,7439226 | 500 | 33 | 0.4 | 3Φ | 2015 | Free State Transformers | TB1509137 | 1200 | 45 | 1149.3333 | 50.6667 | 50666.6667 |  | 43 | 60 | 60000 | 1140 | 2.222% | 25.3333 | 76 | 1124
10141103 | PMT | TRANSFORMADOR | PT ? | TRANSFORMADOR MARCA:Transfomadores de Mozambique PT ? |  |  | Bukiso |  |  | 32,5336718 | -25,734192 | 250 | 33 | 0.4 | 3Φ | 2015 | Transfomadores de Mozambique | 979643 | 991 | 45 | 949.1578 | 41.8422 | 41842.2222 |  | 43 | 49.55 | 49550 | 941.45 | 2.222% | 20.9211 | 62.7633 | 928.2367
10141103 | PMT | TRANSFORMADOR | AGXX/PTS0004 | TRANSFORMADOR MARCA:TM AGXX/PTS0004 AGXX/PTS0004 | Casa Agraria Chicumbane | AGXX/PTS0004 | CHISSANO | Gaza |  | 24º 58.411 | 033º 32.475 | 100 | 33 | 0.4 | 3 | 2015 | TM | 961791 | 763 | 45 | 730.7844 | 32.2156 | 32215.5556 |  | 43 | 38.15 | 38150 | 724.85 | 2.222% | 16.1078 | 48.3233 | 714.6767
10141103 | PMT | TRANSFORMADOR | AGXX/PTS0010 | TRANSFORMADOR MARCA:EFACEC AGXX/PTS0010 AGXX/PTS0010 | Chipenhe B1 | AGXX/PTS0010 | CHISSANO | Gaza |  | 24º 56.562 | 033º 32.081 | 200 | 33 | 0.4 | 3 | 2015 | EFACEC | F001776.01 | 991 | 45 | 949.1578 | 41.8422 | 41842.2222 |  | 43 | 49.55 | 49550 | 941.45 | 2.222% | 20.9211 | 62.7633 | 928.2367
10141103 | PMT | TRANSFORMADOR | AGXX/PTS0285 | TRANSFORMADOR MARCA:SIEMENS AGXX/PTS0285 AGXX/PTS0285 | Luis Carlos Preste | AGXX/PTS0285 | CHISSANO | Gaza |  | 24º 51.470 | 033º 24.246 | 160 | 33 | 0.4 | 3 | 2015 | SIEMENS | B.264038 | 991 | 45 | 949.1578 | 41.8422 | 41842.2222 |  | 43 | 49.55 | 49550 | 941.45 | 2.222% | 20.9211 | 62.7633 | 928.2367
10141103 | PMT | TRANSFORMADOR | AGXX/PTS0286 | TRANSFORMADOR MARCA:SIEMENS AGXX/PTS0286 AGXX/PTS0286 | Luis Carlos Preste | AGXX/PTS0286 | CHISSANO | Gaza |  | 24º 51.409 | 033º 24.429 | 100 | 33 | 0.4 | 3 | 2015 | SIEMENS | B.264700 | 763 | 45 | 730.7844 | 32.2156 | 32215.5556 |  | 43 | 38.15 | 38150 | 724.85 | 2.222% | 16.1078 | 48.3233 | 714.6767
10141103 | PMT | TRANSFORMADOR | AGXX/PTS0287 | TRANSFORMADOR MARCA:SIEMENS AGXX/PTS0287 AGXX/PTS0287 | Luis Carlos Preste | AGXX/PTS0287 | CHISSANO | Gaza |  | 24º 51.282 | 033º 24.165 | 160 | 33 | 0.4 | 3 | 2015 | SIEMENS | B.264000 | 991 | 45 | 949.1578 | 41.8422 | 41842.2222 |  | 43 | 49.55 | 49550 | 941.45 | 2.222% | 20.9211 | 62.7633 | 928.2367
10141103 | PMT | TRANSFORMADOR | AGXX/PTS0288 | TRANSFORMADOR MARCA:SIEMENS AGXX/PTS0288 AGXX/PTS0288 | Luis Carlos Preste | AGXX/PTS0288 | CHISSANO | Gaza |  | 24º 51.137 | 033º 24.427 | 100 | 33 | 0.4 | 3 | 2015 | SIEMENS | B.264015 | 763 | 45 | 730.7844 | 32.2156 | 32215.5556 |  | 43 | 38.15 | 38150 | 724.85 | 2.222% | 16.1078 | 48.3233 | 714.6767
10141103 | PMT | TRANSFORMADOR | AGXX/PTS0289 | TRANSFORMADOR MARCA:SIEMENS AGXX/PTS0289 AGXX/PTS0289 | Luis Carlos Preste | AGXX/PTS0289 | CHISSANO | Gaza |  | 24º 50.999 | 033º 24.204 | 160 | 33 | 0.4 | 3 | 2015 | SIEMENS | B.264054 | 991 | 45 | 949.1578 | 41.8422 | 41842.2222 |  | 43 | 49.55 | 49550 | 941.45 | 2.222% | 20.9211 | 62.7633 | 928.2367
10141103 | PMT | TRANSFORMADOR | AGXX/PTS0290 | TRANSFORMADOR MARCA:SIEMENS AGXX/PTS0290 AGXX/PTS0290 | Luis Carlos Preste | AGXX/PTS0290 | CHISSANO | Gaza |  | 24º 50.896 | 033º 24.498 | 100 | 33 | 0.4 | 3 | 2015 | SIEMENS | B.264014 | 763 | 45 | 730.7844 | 32.2156 | 32215.5556 |  | 43 | 38.15 | 38150 | 724.85 | 2.222% | 16.1078 | 48.3233 | 714.6767
10141103 | PMT | TRANSFORMADOR | AGXX/PTS0291 | TRANSFORMADOR MARCA:SIEMENS AGXX/PTS0291 AGXX/PTS0291 | Luis Carlos Preste | AGXX/PTS0291 | CHISSANO | Gaza |  | 24º 50.748 | 033º 24.101 | 160 | 33 | 0.4 | 3 | 2015 | SIEMENS | B.264048 | 991 | 45 | 949.1578 | 41.8422 | 41842.2222 |  | 43 | 49.55 | 49550 | 941.45 | 2.222% | 20.9211 | 62.7633 | 928.2367
10141103 | PMT | TRANSFORMADOR | AGXX/PTS0292 | TRANSFORMADOR MARCA:SIEMENS AGXX/PTS0292 AGXX/PTS0292 | Luis Carlos Preste | AGXX/PTS0292 | CHISSANO | Gaza |  | 24º 50.641 | 033º 24.393 | 100 | 33 | 0.4 | 3 | 2015 | SIEMENS | B.264009 | 763 | 45 | 730.7844 | 32.2156 | 32215.5556 |  | 43 | 38.15 | 38150 | 724.85 | 2.222% | 16.1078 | 48.3233 | 714.6767
10141103 | PMT | TRANSFORMADOR | AGXX/PTS0293 | TRANSFORMADOR MARCA:SIEMENS AGXX/PTS0293 AGXX/PTS0293 | Luis Carlos Preste | AGXX/PTS0293 | CHISSANO | Gaza |  | 24º 50.563 | 033º 24.002 | 100 | 33 | 0.4 | 3 | 2015 | SIEMENS | B.264704 | 763 | 45 | 730.7844 | 32.2156 | 32215.5556 |  | 43 | 38.15 | 38150 | 724.85 | 2.222% | 16.1078 | 48.3233 | 714.6767
10141103 | PMT | TRANSFORMADOR | AGXX/PTS0294 | TRANSFORMADOR MARCA:SIEMENS AGXX/PTS0294 AGXX/PTS0294 | Luis Carlos Preste | AGXX/PTS0294 | CHISSANO | Gaza |  | 24º 50.435 | 033º 24.371 | 100 | 33 | 0.4 | 3 | 2015 | SIEMENS | B.264001 | 763 | 45 | 730.7844 | 32.2156 | 32215.5556 |  | 43 | 38.15 | 38150 | 724.85 | 2.222% | 16.1078 | 48.3233 | 714.6767
10141103 | PMT | TRANSFORMADOR | AGXX/PTS0295 | TRANSFORMADOR MARCA:SIEMENS AGXX/PTS0295 AGXX/PTS0295 | Luis Carlos Preste | AGXX/PTS0295 | CHISSANO | Gaza |  | 24º 50.300 | 033º 24.103 | 160 | 33 | 0.4 | 3 | 2015 | SIEMENS | B.264037 | 991 | 45 | 949.1578 | 41.8422 | 41842.2222 |  | 43 | 49.55 | 49550 | 941.45 | 2.222% | 20.9211 | 62.7633 | 928.2367
10141103 | PMT | TRANSFORMADOR | AGXX/PTS0296 | TRANSFORMADOR MARCA:SIEMENS AGXX/PTS0296 AGXX/PTS0296 | Luis Carlos Preste | AGXX/PTS0296 | CHISSANO | Gaza |  | 24º 50.157 | 033º 23.925 | 160 | 33 | 0.4 | 3 | 2015 | SIEMENS | B.264041 | 991 | 45 | 949.1578 | 41.8422 | 41842.2222 |  | 43 | 49.55 | 49550 | 941.45 | 2.222% | 20.9211 | 62.7633 | 928.2367
10141103 | PMT | TRANSFORMADOR | AGXX/PTS0297 | TRANSFORMADOR MARCA:SIEMENS AGXX/PTS0297 AGXX/PTS0297 | Luis Carlos Preste | AGXX/PTS0297 | CHISSANO | Gaza |  | 24º 50.058 | 033º 24.217 | 100 | 33 | 0.4 | 3 | 2015 | SIEMENS | B.263996 | 763 | 45 | 730.7844 | 32.2156 | 32215.5556 |  | 43 | 38.15 | 38150 | 724.85 | 2.222% | 16.1078 | 48.3233 | 714.6767
10141103 | PMT | TRANSFORMADOR | AGXX/PTS0298 | TRANSFORMADOR MARCA:SIEMENS AGXX/PTS0298 AGXX/PTS0298 | Luis Carlos Preste | AGXX/PTS0298 | CHISSANO | Gaza |  | 24º 50.100 | 033º 23.821 | 100 | 33 | 0.4 | 3 | 2015 | SIEMENS | B.264022 | 763 | 45 | 730.7844 | 32.2156 | 32215.5556 |  | 43 | 38.15 | 38150 | 724.85 | 2.222% | 16.1078 | 48.3233 | 714.6767
10141103 | PMT | TRANSFORMADOR | AGXX/PTS0299 | TRANSFORMADOR MARCA:SIEMENS AGXX/PTS0299 AGXX/PTS0299 | Luis Carlos Preste | AGXX/PTS0299 | CHISSANO | Gaza |  | 24º 49.805 | 033º 24.114 | 50 | 33 | 0.4 | 3 | 2015 | SIEMENS | B.263979 | 643 | 45 | 615.8511 | 27.1489 | 27148.8889 |  | 43 | 32.15 | 32150 | 610.85 | 2.222% | 13.5744 | 40.7233 | 602.2767
10141103 | PMT | TRANSFORMADOR | AGXX/PTS0300 | TRANSFORMADOR MARCA:SIEMENS AGXX/PTS0300 AGXX/PTS0300 | Luis Carlos Preste | AGXX/PTS0300 | CHISSANO | Gaza |  | 24º 49.705 | 033º 23.735 | 250 | 33 | 0.4 | 3 | 2015 | SIEMENS | B.263983 | 991 | 45 | 949.1578 | 41.8422 | 41842.2222 |  | 43 | 49.55 | 49550 | 941.45 | 2.222% | 20.9211 | 62.7633 | 928.2367
10141103 | PMT | TRANSFORMADOR | AGXX/PTS0301 | TRANSFORMADOR MARCA:SIEMENS AGXX/PTS0301 AGXX/PTS0301 | Luis Carlos Preste | AGXX/PTS0301 | CHISSANO | Gaza |  | 24º 49.531 | 033º 23.666 | 160 | 33 | 0.4 | 3 | 2015 | SIEMENS | B.264036 | 991 | 45 | 949.1578 | 41.8422 | 41842.2222 |  | 43 | 49.55 | 49550 | 941.45 | 2.222% | 20.9211 | 62.7633 | 928.2367
10141103 | PMT | TRANSFORMADOR | AGXX/PTS0336 | TRANSFORMADOR MARCA:ACTOM AGXX/PTS0336 AGXX/PTS0336 | Aldeia Zuza - Bairro 1 | AGXX/PTS0336 | CHISSANO | Gaza |  | 24º 48.786 | 033º 23.244 | 160 | 33 | 0.4 | 3 | 2015 | ACTOM | L3513/03/027 | 991 | 45 | 949.1578 | 41.8422 | 41842.2222 |  | 43 | 49.55 | 49550 | 941.45 | 2.222% | 20.9211 | 62.7633 | 928.2367
10141103 | PMT | TRANSFORMADOR | AGXX/PTS0337 | TRANSFORMADOR MARCA:ACTOM AGXX/PTS0337 AGXX/PTS0337 | Aldeia Zuza - Bairro 2000 | AGXX/PTS0337 | CHISSANO | Gaza |  | 24º 48.668 | 033º 22.872 | 160 | 33 | 0.4 | 3 | 2015 | ACTOM | L3513/03/028 | 991 | 45 | 949.1578 | 41.8422 | 41842.2222 |  | 43 | 49.55 | 49550 | 941.45 | 2.222% | 20.9211 | 62.7633 | 928.2367
10141103 | PMT | TRANSFORMADOR | AGXX/PTS0338 | TRANSFORMADOR MARCA:ACTOM AGXX/PTS0338 AGXX/PTS0338 | Aldeia Zuza - Bairro 2 | AGXX/PTS0338 | CHISSANO | Gaza |  | 24º 48.619 | 033º 22.414 | 160 | 33 | 0.4 | 3 | 2015 | ACTOM | L3513/03/026 | 991 | 45 | 949.1578 | 41.8422 | 41842.2222 |  | 43 | 49.55 | 49550 | 941.45 | 2.222% | 20.9211 | 62.7633 | 928.2367
10141103 | PMT | TRANSFORMADOR | AGXX/PTS0032 | TRANSFORMADOR MARCA:TUSCO AGXX/PTS0032 AGXX/PTS0032 | Chiconela Bairro 1 | AGXX/PTS0032 | ZONGOENE | Gaza |  | 24º 59.712 | 033º 29.722 | 100 | 33 | 0.4 | 3 | 2015 | TUSCO | 581311 | 763 | 45 | 730.7844 | 32.2156 | 32215.5556 |  | 43 | 38.15 | 38150 | 724.85 | 2.222% | 16.1078 | 48.3233 | 714.6767
10141103 | PMT | TRANSFORMADOR | AGXX/PTS0033 | TRANSFORMADOR MARCA:TUSCO AGXX/PTS0033 AGXX/PTS0033 | Chiconela Bairro 1 | AGXX/PTS0033 | ZONGOENE | Gaza |  | 24º 59.668 | 033º 29.521 | 100 | 33 | 0.4 | 3 | 2015 | TUSCO | 581297 | 763 | 45 | 730.7844 | 32.2156 | 32215.5556 |  | 43 | 38.15 | 38150 | 724.85 | 2.222% | 16.1078 | 48.3233 | 714.6767
10141103 | PMT | TRANSFORMADOR | AGXX/PTS0035 | TRANSFORMADOR MARCA:TUSCO AGXX/PTS0035 AGXX/PTS0035 | Vlademir Bairro 2 | AGXX/PTS0035 | ZONGOENE | Gaza |  | 24º 02.114 | 033º 28.976 | 100 | 33 | 0.4 | 3 | 2015 | TUSCO | 581322 | 763 | 45 | 730.7844 | 32.2156 | 32215.5556 |  | 43 | 38.15 | 38150 | 724.85 | 2.222% | 16.1078 | 48.3233 | 714.6767
10141103 | PMT | TRANSFORMADOR | AGXX/PTS0036 | TRANSFORMADOR MARCA:TUSCO AGXX/PTS0036 AGXX/PTS0036 | Vlademir Bairro 3 | AGXX/PTS0036 | ZONGOENE | Gaza |  | 24º 02.575 | 033º 28.822 | 100 | 33 | 0.4 | 3 | 2015 | TUSCO | 581300 | 763 | 45 | 730.7844 | 32.2156 | 32215.5556 |  | 43 | 38.15 | 38150 | 724.85 | 2.222% | 16.1078 | 48.3233 | 714.6767
10141103 | PMT | TRANSFORMADOR | AGXX/PTS0037 | TRANSFORMADOR MARCA:TUSCO AGXX/PTS0037 AGXX/PTS0037 | Zongoene Bairro 4 Lumane | AGXX/PTS0037 | ZONGOENE | Gaza |  | 25º 05.047 | 033º 29.385 | 100 | 33 | 0.4 | 3 | 2015 | TUSCO | 581299 | 763 | 45 | 730.7844 | 32.2156 | 32215.5556 |  | 43 | 38.15 | 38150 | 724.85 | 2.222% | 16.1078 | 48.3233 | 714.6767
10141103 | PMT | TRANSFORMADOR | AGXX/PTS0038 | TRANSFORMADOR MARCA:TUSCO AGXX/PTS0038 AGXX/PTS0038 | Voz da Frelimo Bairro 1 | AGXX/PTS0038 | ZONGOENE | Gaza |  | 25º 08.670 | 033º 27.737 | 100 | 33 | 0.4 | 3 | 2015 | TUSCO | 581320 | 763 | 45 | 730.7844 | 32.2156 | 32215.5556 |  | 43 | 38.15 | 38150 | 724.85 | 2.222% | 16.1078 | 48.3233 | 714.6767
10141103 | PMT | TRANSFORMADOR | AGXX/PTS0039 | TRANSFORMADOR MARCA:TUSCO AGXX/PTS0039 AGXX/PTS0039 | Voz da Frelimo Bairro 2 | AGXX/PTS0039 | ZONGOENE | Gaza |  | 25º 08.768 | 033º 27.772 | 100 | 33 | 0.4 | 3 | 2015 | TUSCO | 581315 | 763 | 45 | 730.7844 | 32.2156 | 32215.5556 |  | 43 | 38.15 | 38150 | 724.85 | 2.222% | 16.1078 | 48.3233 | 714.6767
10141103 | PMT | TRANSFORMADOR | AGXX/PTS0040 | TRANSFORMADOR MARCA:TUSCO AGXX/PTS0040 AGXX/PTS0040 | Zongoene Bairro 4 Mbale | AGXX/PTS0040 | ZONGOENE | Gaza |  | 25º 08.099 | 033º 27.913 | 100 | 33 | 0.4 | 3 | 2015 | TUSCO | 581312 | 763 | 45 | 730.7844 | 32.2156 | 32215.5556 |  | 43 | 38.15 | 38150 | 724.85 | 2.222% | 16.1078 | 48.3233 | 714.6767
10141103 | PMT | TRANSFORMADOR | AGXX/PTS0041 | TRANSFORMADOR MARCA:TUSCO AGXX/PTS0041 AGXX/PTS0041 | Zongoene Posto Administrativo | AGXX/PTS0041 | ZONGOENE | Gaza |  | 25º 08.768 | 033º 28.895 | 100 | 33 | 0.4 | 3 | 2015 | TUSCO | 581302 | 763 | 45 | 730.7844 | 32.2156 | 32215.5556 |  | 43 | 38.15 | 38150 | 724.85 | 2.222% | 16.1078 | 48.3233 | 714.6767
10141103 | PMT | TRANSFORMADOR | AGXX/PTS0043 | TRANSFORMADOR MARCA:TUSCO AGXX/PTS0043 AGXX/PTS0043 | Zongoene Cruzamento Nhabanga | AGXX/PTS0043 | ZONGOENE | Gaza |  | 25º 10.494 | 033º 28.917 | 100 | 33 | 0.4 | 3 | 2015 | TUSCO | 581301 | 763 | 45 | 730.7844 | 32.2156 | 32215.5556 |  | 43 | 38.15 | 38150 | 724.85 | 2.222% | 16.1078 | 48.3233 | 714.6767
10141103 | PMT | TRANSFORMADOR | AGXX/PTS0077 | TRANSFORMADOR MARCA:FST AGXX/PTS0077 AGXX/PTS0077 | Patrice Lumumba (Oscar) | AGXX/PTS0077 | Gaza | Gaza |  | 25º 05.178 | 033º 41.414 | 100 | 11 | 0.4 | 3 | 2015 | FST | TB1509150 | 445 | 45 | 426.2111 | 18.7889 | 18788.8889 |  | 43 | 22.25 | 22250 | 422.75 | 2.222% | 9.3944 | 28.1833 | 416.8167
10141103 | PMT | TRANSFORMADOR | AGXX/PTS0273 | TRANSFORMADOR MARCA:TRANSFORMRS AGXX/PTS0273 AGXX/PTS0273 | Patrice Lumumba Quartel Militar 2 | AGXX/PTS0273 | Gaza | Gaza |  | 25º 05.691 | 033º 40.665 | 100 | 11 | 0.4 | 3 | 2015 | TRANSFORMRS | 10278003/06 | 445 | 45 | 426.2111 | 18.7889 | 18788.8889 |  | 43 | 22.25 | 22250 | 422.75 | 2.222% | 9.3944 | 28.1833 | 416.8167
10141103 | PMT | TRANSFORMADOR | AGXX/PTS0335 | TRANSFORMADOR MARCA:FST AGXX/PTS0335 AGXX/PTS0335 | Bairro 5 Koca - Missava - Escola | AGXX/PTS0335 | Gaza | Gaza |  | 25º 03.348 | 33º 39.698 | 250 | 11 | 0.4 | 3 | 2015 | FST | NO SERIAL | 840 | 45 | 804.5333 | 35.4667 | 35466.6667 |  | 43 | 42 | 42000 | 798 | 2.222% | 17.7333 | 53.2 | 786.8
10141103 | PMT | TRANSFORMADOR | AGXX/PTS0154 | TRANSFORMADOR MARCA:TM AGXX/PTS0154 AGXX/PTS0154 | Ndambine 2013 Fase II | AGXX/PTS0154 | Gaza | Gaza |  | 25° 04.257 | 033° 42.323 | 100 | 33 | 0.4 | 3 | 2015 | TM | 961793 | 763 | 45 | 730.7844 | 32.2156 | 32215.5556 |  | 43 | 38.15 | 38150 | 724.85 | 2.222% | 16.1078 | 48.3233 | 714.6767
10141103 | PMT | TRANSFORMADOR | AGXX/PTS0331 | TRANSFORMADOR MARCA:FST AGXX/PTS0331 AGXX/PTS0331 | INEFP - Muhetane | AGXX/PTS0331 | Gaza | Gaza |  | 25º 02.963 | 033 44.597 | 160 | 33 | 0.4 | 3 | 2015 | FST | TB 1506052 | 991 | 45 | 949.1578 | 41.8422 | 41842.2222 |  | 43 | 49.55 | 49550 | 941.45 | 2.222% | 20.9211 | 62.7633 | 928.2367
10141103 | PMT | TRANSFORMADOR | AGXX/PTS0282 | TRANSFORMADOR MARCA:TM AGXX/PTS0282 AGXX/PTS0282 | Administração - Chongoene | AGXX/PTS0282 | CHIBUTO / MANJACAZE | Gaza |  | 25º 00.584 | 033º 47.324 | 250 | 33 | 0.4 | 3 | 2015 | TM | 967341 | 991 | 45 | 949.1578 | 41.8422 | 41842.2222 |  | 43 | 49.55 | 49550 | 941.45 | 2.222% | 20.9211 | 62.7633 | 928.2367
10141103 | PMT | TRANSFORMADOR | AGXX/PTS0271 | TRANSFORMADOR MARCA:TM AGXX/PTS0271 AGXX/PTS0271 | Nhacutse Aldeia - Hospital | AGXX/PTS0271 | CHIBUTO / MANJACAZE | Gaza |  | 25º 02.205 | 033º 44.527 | 200 | 33 | 0.4 | 3 | 2015 | TM | 979615 | 991 | 45 | 949.1578 | 41.8422 | 41842.2222 |  | 43 | 49.55 | 49550 | 941.45 | 2.222% | 20.9211 | 62.7633 | 928.2367
10141103 | PMT | TRANSFORMADOR | AGCBT/PTS0320 | TRANSFORMADOR MARCA:SIEMENS AGCBT/PTS0320 AGCBT/PTS0320 | Uahamuza | AGCBT/PTS0320 | GESTÃO ZSC DE CHIBUTO | Gaza |  | 24º 43.168 | 033º 35.417 | 160 | 33 | 0.4 | 3 | 2015 | SIEMENS | B-264042 | 991 | 45 | 949.1578 | 41.8422 | 41842.2222 |  | 43 | 49.55 | 49550 | 941.45 | 2.222% | 20.9211 | 62.7633 | 928.2367
10141103 | PMT | TRANSFORMADOR | AGCBT/PTS0321 | TRANSFORMADOR MARCA:SIEMENS AGCBT/PTS0321 AGCBT/PTS0321 | Uahamuza | AGCBT/PTS0321 | GESTÃO ZSC DE CHIBUTO | Gaza |  | 24º 43.144 | 033º 34.838 | 160 | 33 | 0.4 | 3 | 2015 | SIEMENS | B-264053 | 991 | 45 | 949.1578 | 41.8422 | 41842.2222 |  | 43 | 49.55 | 49550 | 941.45 | 2.222% | 20.9211 | 62.7633 | 928.2367
10141103 | PMT | TRANSFORMADOR | AGCBT/PTS0322 | TRANSFORMADOR MARCA:SIEMENS AGCBT/PTS0322 AGCBT/PTS0322 | Uahamuza | AGCBT/PTS0322 | GESTÃO ZSC DE CHIBUTO | Gaza |  | 24º 43.338 | 033º 35.407 | 160 | 33 | 0.4 | 3 | 2015 | SIEMENS | B-264039 | 991 | 45 | 949.1578 | 41.8422 | 41842.2222 |  | 43 | 49.55 | 49550 | 941.45 | 2.222% | 20.9211 | 62.7633 | 928.2367
10141103 | PMT | TRANSFORMADOR | AGCBT/PTS0323 | TRANSFORMADOR MARCA:SIEMENS AGCBT/PTS0323 AGCBT/PTS0323 | Uahamuza | AGCBT/PTS0323 | GESTÃO ZSC DE CHIBUTO | Gaza |  | 24º 43.306 | 033º 34.828 | 250 | 33 | 0.4 | 3 | 2015 | SIEMENS | B-263785 | 991 | 45 | 949.1578 | 41.8422 | 41842.2222 |  | 43 | 49.55 | 49550 | 941.45 | 2.222% | 20.9211 | 62.7633 | 928.2367
10141103 | PMT | TRANSFORMADOR | AGCBT/PTS0324 | TRANSFORMADOR MARCA:SIEMENS AGCBT/PTS0324 AGCBT/PTS0324 | Uahamuza | AGCBT/PTS0324 | GESTÃO ZSC DE CHIBUTO | Gaza |  | 24º 43.604 | 033º 35.471 | 160 | 33 | 0.4 | 3 | 2015 | SIEMENS | B-264050 | 991 | 45 | 949.1578 | 41.8422 | 41842.2222 |  | 43 | 49.55 | 49550 | 941.45 | 2.222% | 20.9211 | 62.7633 | 928.2367
10141103 | PMT | TRANSFORMADOR | AGCBT/PTS0325 | TRANSFORMADOR MARCA:SIEMENS AGCBT/PTS0325 AGCBT/PTS0325 | Uahamuza | AGCBT/PTS0325 | GESTÃO ZSC DE CHIBUTO | Gaza |  | 24º 43.594 | 033º 34.744 | 160 | 33 | 0.4 | 3 | 2015 | SIEMENS | B-264047 | 991 | 45 | 949.1578 | 41.8422 | 41842.2222 |  | 43 | 49.55 | 49550 | 941.45 | 2.222% | 20.9211 | 62.7633 | 928.2367
10141103 | PMT | TRANSFORMADOR | AGCBT/PTS0326 | TRANSFORMADOR MARCA:SIEMENS AGCBT/PTS0326 AGCBT/PTS0326 | Uahamuza | AGCBT/PTS0326 | GESTÃO ZSC DE CHIBUTO | Gaza |  | 24º 43.827 | 033º 35.384 | 160 | 33 | 0.4 | 3 | 2015 | SIEMENS | B-264045 | 991 | 45 | 949.1578 | 41.8422 | 41842.2222 |  | 43 | 49.55 | 49550 | 941.45 | 2.222% | 20.9211 | 62.7633 | 928.2367
10141103 | PMT | TRANSFORMADOR | AGCBT/PTS0327 | TRANSFORMADOR MARCA:SIEMENS AGCBT/PTS0327 AGCBT/PTS0327 | Uahamuza | AGCBT/PTS0327 | GESTÃO ZSC DE CHIBUTO | Gaza |  | 24º 43.799 | 033º 34.813 | 250 | 33 | 0.4 | 3 | 2015 | SIEMENS | B-263984 | 991 | 45 | 949.1578 | 41.8422 | 41842.2222 |  | 43 | 49.55 | 49550 | 941.45 | 2.222% | 20.9211 | 62.7633 | 928.2367
10141103 | PMT | TRANSFORMADOR | AGCBT/PTS0201 | TRANSFORMADOR MARCA:FST AGCBT/PTS0201 AGCBT/PTS0201 | Chimundo 70 Casas | AGCBT/PTS0201 | GESTÃO ZSC DE CHIBUTO | Gaza |  | 24° 42.130 | 033° 34.245 | 250 | 33 | 0.4 | 3 | 2015 | FST | TB 1509105 | 991 | 45 | 949.1578 | 41.8422 | 41842.2222 |  | 43 | 49.55 | 49550 | 941.45 | 2.222% | 20.9211 | 62.7633 | 928.2367
10141103 | PMT | TRANSFORMADOR | AGCBT/PTS0280 | TRANSFORMADOR MARCA:TM AGCBT/PTS0280 AGCBT/PTS0280 | Bairro 1 25 de Junho | AGCBT/PTS0280 | GESTÃO ZSC DE CHIBUTO | Gaza |  | 24º 41.633 | 033º 32.606 | 250 | 33 | 0.4 | 3 | 2015 | TM | 979638 | 991 | 45 | 949.1578 | 41.8422 | 41842.2222 |  | 43 | 49.55 | 49550 | 941.45 | 2.222% | 20.9211 | 62.7633 | 928.2367
10141103 | PMT | TRANSFORMADOR | AGCBT/PTS0191 | TRANSFORMADOR MARCA:FST AGCBT/PTS0191 AGCBT/PTS0191 | INSS - Chibuto | AGCBT/PTS0191 | GESTÃO ZSC DE CHIBUTO | Gaza |  | 24º 41.177 | 033º 31.852 | 250 | 33 | 0.4 | 3 | 2015 | FST | TA 1509107 | 991 | 45 | 949.1578 | 41.8422 | 41842.2222 |  | 43 | 49.55 | 49550 | 941.45 | 2.222% | 20.9211 | 62.7633 | 928.2367
10141103 | PMT | TRANSFORMADOR | AGCBT/PTS0281 | TRANSFORMADOR MARCA:TM AGCBT/PTS0281 AGCBT/PTS0281 | Celula Missavene "OTM" | AGCBT/PTS0281 | GESTÃO ZSC DE CHIBUTO | Gaza |  | 24º 41.331 | 033º 31.302 | 250 | 33 | 0.4 | 3 | 2015 | TM | 979645 | 991 | 45 | 949.1578 | 41.8422 | 41842.2222 |  | 43 | 49.55 | 49550 | 941.45 | 2.222% | 20.9211 | 62.7633 | 928.2367
10141103 | PMT | TRANSFORMADOR | AGCBT/PTS0230 | TRANSFORMADOR MARCA:FUJI TUSCO AGCBT/PTS0230 AGCBT/PTS0230 | Maniquinique | AGCBT/PTS0230 | GESTÃO ZSC DE CHIBUTO | Gaza |  | 24º 47.784 | 033º 31.762 | 100 | 33 | 0.4 | 3 | 2015 | FUJI TUSCO | 581321 | 763 | 45 | 730.7844 | 32.2156 | 32215.5556 |  | 43 | 38.15 | 38150 | 724.85 | 2.222% | 16.1078 | 48.3233 | 714.6767
10141103 | PMT | TRANSFORMADOR | AGMJC/PT0302 | TRANSFORMADOR MARCA:SIEMENS AGMJC/PT0302 AGMJC/PT0302 | Muxaxane | AGMJC/PT0302 | GESTÃO - ZSC DE MANJACAZE | Gaza |  | 24º 42.799 | 033º 42.094 | 100 | 33 | 0.4 | 3 | 2015 | SIEMENS | B264020 | 763 | 45 | 730.7844 | 32.2156 | 32215.5556 |  | 43 | 38.15 | 38150 | 724.85 | 2.222% | 16.1078 | 48.3233 | 714.6767
10141103 | PMT | TRANSFORMADOR | AGMJC/PT0303 | TRANSFORMADOR MARCA:SIEMENS AGMJC/PT0303 AGMJC/PT0303 | Muxaxane | AGMJC/PT0303 | GESTÃO - ZSC DE MANJACAZE | Gaza |  | 24º 42.792 | 033º 41.920 | 100 | 33 | 0.4 | 3 | 2015 | SIEMENS | B264024 | 763 | 45 | 730.7844 | 32.2156 | 32215.5556 |  | 43 | 38.15 | 38150 | 724.85 | 2.222% | 16.1078 | 48.3233 | 714.6767
10141103 | PMT | TRANSFORMADOR | AGMJC/PT0304 | TRANSFORMADOR MARCA:SIEMENS AGMJC/PT0304 AGMJC/PT0304 | Muxaxane | AGMJC/PT0304 | GESTÃO - ZSC DE MANJACAZE | Gaza |  | 24º 42.792 | 033º 42.420 | 100 | 33 | 0.4 | 3 | 2015 | SIEMENS | B264012 | 763 | 45 | 730.7844 | 32.2156 | 32215.5556 |  | 43 | 38.15 | 38150 | 724.85 | 2.222% | 16.1078 | 48.3233 | 714.6767
10141103 | PMT | TRANSFORMADOR | AGMJC/PT0305 | TRANSFORMADOR MARCA:SIEMENS AGMJC/PT0305 AGMJC/PT0305 | Muxaxane | AGMJC/PT0305 | GESTÃO - ZSC DE MANJACAZE | Gaza |  | 24º 42.787 | 033º 42.709 | 100 | 33 | 0.4 | 3 | 2015 | SIEMENS | B264005 | 763 | 45 | 730.7844 | 32.2156 | 32215.5556 |  | 43 | 38.15 | 38150 | 724.85 | 2.222% | 16.1078 | 48.3233 | 714.6767
10141103 | PMT | TRANSFORMADOR | AGMJC/PT0306 | TRANSFORMADOR MARCA:SIEMENS AGMJC/PT0306 AGMJC/PT0306 | Muxaxane | AGMJC/PT0306 | GESTÃO - ZSC DE MANJACAZE | Gaza |  | 24º 42.577 | 033º 42.114 | 100 | 33 | 0.4 | 3 | 2015 | SIEMENS | B263999 | 763 | 45 | 730.7844 | 32.2156 | 32215.5556 |  | 43 | 38.15 | 38150 | 724.85 | 2.222% | 16.1078 | 48.3233 | 714.6767
10141103 | PMT | TRANSFORMADOR | AGMJC/PT0307 | TRANSFORMADOR MARCA:SIEMENS AGMJC/PT0307 AGMJC/PT0307 | Muxaxane | AGMJC/PT0307 | GESTÃO - ZSC DE MANJACAZE | Gaza |  | 24º 42.582 | 033º 41.944 | 100 | 33 | 0.4 | 3 | 2015 | SIEMENS | B264010 | 763 | 45 | 730.7844 | 32.2156 | 32215.5556 |  | 43 | 38.15 | 38150 | 724.85 | 2.222% | 16.1078 | 48.3233 | 714.6767
10141103 | PMT | TRANSFORMADOR | AGMJC/PT0308 | TRANSFORMADOR MARCA:SIEMENS AGMJC/PT0308 AGMJC/PT0308 | Muxaxane | AGMJC/PT0308 | GESTÃO - ZSC DE MANJACAZE | Gaza |  | 24º 42.564 | 033º 42.439 | 100 | 33 | 0.4 | 3 | 2015 | SIEMENS | B264007 | 763 | 45 | 730.7844 | 32.2156 | 32215.5556 |  | 43 | 38.15 | 38150 | 724.85 | 2.222% | 16.1078 | 48.3233 | 714.6767
10141103 | PMT | TRANSFORMADOR | AGMJC/PT0309 | TRANSFORMADOR MARCA:SIEMENS AGMJC/PT0309 AGMJC/PT0309 | Muxaxane | AGMJC/PT0309 | GESTÃO - ZSC DE MANJACAZE | Gaza |  | 24º 42.564 | 033º 42.725 | 100 | 33 | 0.4 | 3 | 2015 | SIEMENS | B264003 | 763 | 45 | 730.7844 | 32.2156 | 32215.5556 |  | 43 | 38.15 | 38150 | 724.85 | 2.222% | 16.1078 | 48.3233 | 714.6767
10141103 | PMT | TRANSFORMADOR | AGMJC/PT0310 | TRANSFORMADOR MARCA:SIEMENS AGMJC/PT0310 AGMJC/PT0310 | Muxaxane | AGMJC/PT0310 | GESTÃO - ZSC DE MANJACAZE | Gaza |  | 24º 42.269 | 033º 42.505 | 100 | 33 | 0.4 | 3 | 2015 | SIEMENS | B264013 | 763 | 45 | 730.7844 | 32.2156 | 32215.5556 |  | 43 | 38.15 | 38150 | 724.85 | 2.222% | 16.1078 | 48.3233 | 714.6767
10141103 | PMT | TRANSFORMADOR | AGMJC/PT0311 | TRANSFORMADOR MARCA:SIEMENS AGMJC/PT0311 AGMJC/PT0311 | Muxaxane | AGMJC/PT0311 | GESTÃO - ZSC DE MANJACAZE | Gaza |  | 24º 42.106 | 033º 42.128 | 100 | 33 | 0.4 | 3 | 2015 | SIEMENS | B264008 | 763 | 45 | 730.7844 | 32.2156 | 32215.5556 |  | 43 | 38.15 | 38150 | 724.85 | 2.222% | 16.1078 | 48.3233 | 714.6767
10141103 | PMT | TRANSFORMADOR | AGMJC/PT0312 | TRANSFORMADOR MARCA:SIEMENS AGMJC/PT0312 AGMJC/PT0312 | Muxaxane | AGMJC/PT0312 | GESTÃO - ZSC DE MANJACAZE | Gaza |  | 24º 42.120 | 033º 41.895 | 100 | 33 | 0.4 | 3 | 2015 | SIEMENS | B264011 | 763 | 45 | 730.7844 | 32.2156 | 32215.5556 |  | 43 | 38.15 | 38150 | 724.85 | 2.222% | 16.1078 | 48.3233 | 714.6767
10141103 | PMT | TRANSFORMADOR | AGMJC/PT0313 | TRANSFORMADOR MARCA:SIEMENS AGMJC/PT0313 AGMJC/PT0313 | Muxaxane | AGMJC/PT0313 | GESTÃO - ZSC DE MANJACAZE | Gaza |  | 24º 42.000 | 033º 42.397 | 100 | 33 | 0.4 | 3 | 2015 | SIEMENS | B264000 | 763 | 45 | 730.7844 | 32.2156 | 32215.5556 |  | 43 | 38.15 | 38150 | 724.85 | 2.222% | 16.1078 | 48.3233 | 714.6767
10141103 | PMT | TRANSFORMADOR | AGMJC/PT0314 | TRANSFORMADOR MARCA:SIEMENS AGMJC/PT0314 AGMJC/PT0314 | Muxaxane | AGMJC/PT0314 | GESTÃO - ZSC DE MANJACAZE | Gaza |  | 24º 41.970 | 033º 42.680 | 100 | 33 | 0.4 | 3 | 2015 | SIEMENS | B264018 | 763 | 45 | 730.7844 | 32.2156 | 32215.5556 |  | 43 | 38.15 | 38150 | 724.85 | 2.222% | 16.1078 | 48.3233 | 714.6767
10141103 | PMT | TRANSFORMADOR | AGMJC/PT0315 | TRANSFORMADOR MARCA:SIEMENS AGMJC/PT0315 AGMJC/PT0315 | Muxaxane | AGMJC/PT0315 | GESTÃO - ZSC DE MANJACAZE | Gaza |  | 24º 42.242 | 033º 42.726 | 100 | 33 | 0.4 | 3 | 2015 | SIEMENS | B264002 | 763 | 45 | 730.7844 | 32.2156 | 32215.5556 |  | 43 | 38.15 | 38150 | 724.85 | 2.222% | 16.1078 | 48.3233 | 714.6767
10141103 | PMT | TRANSFORMADOR | AGMJC/PT0316 | TRANSFORMADOR MARCA:SIEMENS AGMJC/PT0316 AGMJC/PT0316 | Muxaxane | AGMJC/PT0316 | GESTÃO - ZSC DE MANJACAZE | Gaza |  | 24º 42.710 | 033º 43.697 | 50 | 33 | 0.4 | 3 | 2015 | SIEMENS | B263982 | 643 | 45 | 615.8511 | 27.1489 | 27148.8889 |  | 43 | 32.15 | 32150 | 610.85 | 2.222% | 13.5744 | 40.7233 | 602.2767
10141103 | PMT | TRANSFORMADOR | AGMJC/PT0317 | TRANSFORMADOR MARCA:SIEMENS AGMJC/PT0317 AGMJC/PT0317 | Muxaxane | AGMJC/PT0317 | GESTÃO - ZSC DE MANJACAZE | Gaza |  | 24º 42.745 | 033º 44.028 | 100 | 33 | 0.4 | 3 | 2015 | SIEMENS | B263997 | 763 | 45 | 730.7844 | 32.2156 | 32215.5556 |  | 43 | 38.15 | 38150 | 724.85 | 2.222% | 16.1078 | 48.3233 | 714.6767
10141103 | PMT | TRANSFORMADOR | AGMJC/PT0318 | TRANSFORMADOR MARCA:SIEMENS AGMJC/PT0318 AGMJC/PT0318 | Muxaxane | AGMJC/PT0318 | GESTÃO - ZSC DE MANJACAZE | Gaza |  | 24º 42.466 | 033º 44.039 | 100 | 33 | 0.4 | 3 | 2015 | SIEMENS | B264025 | 763 | 45 | 730.7844 | 32.2156 | 32215.5556 |  | 43 | 38.15 | 38150 | 724.85 | 2.222% | 16.1078 | 48.3233 | 714.6767
10141103 | PMT | TRANSFORMADOR | AGMJC/PT0319 | TRANSFORMADOR MARCA:SIEMENS AGMJC/PT0319 AGMJC/PT0319 | Muxaxane | AGMJC/PT0319 | GESTÃO - ZSC DE MANJACAZE | Gaza |  | 24º 42.432 | 033º 43.710 | 100 | 33 | 0.4 | 3 | 2015 | SIEMENS | B2647705 | 763 | 45 | 730.7844 | 32.2156 | 32215.5556 |  | 43 | 38.15 | 38150 | 724.85 | 2.222% | 16.1078 | 48.3233 | 714.6767
10141103 | PMT | TRANSFORMADOR | AGMJC/PTS0358 | TRANSFORMADOR MARCA:FST AGMJC/PTS0358 AGMJC/PTS0358 | Hospital Rural de Manjacaze | AGMJC/PTS0358 | GESTÃO - ZSC DE MANJACAZE | Gaza |  | 24°42.799 | 033°53.193 | 250 | 33 | 0.4 | 3 | 2015 | FST | TB1509108 | 991 | 45 | 949.1578 | 41.8422 | 41842.2222 |  | 43 | 49.55 | 49550 | 941.45 | 2.222% | 20.9211 | 62.7633 | 928.2367
10141103 | PMT | TRANSFORMADOR | AGMJC/PTS0372 | TRANSFORMADOR MARCA:FST AGMJC/PTS0372 AGMJC/PTS0372 | Comando Manjacaze | AGMJC/PTS0372 | GESTÃO - ZSC DE MANJACAZE | Gaza |  | 24º 42.974 | 033º 51.652 | 160 | 33 | 0.4 | 3 | 2015 | FST | TB1509043 | 991 | 45 | 949.1578 | 41.8422 | 41842.2222 |  | 43 | 49.55 | 49550 | 941.45 | 2.222% | 20.9211 | 62.7633 | 928.2367
10141103 | PMT | TRANSFORMADOR |  | TRANSFORMADOR MARCA:EFACEC PEMBA | AGPMB | PEMBA | PEMBA | Embomdeiro |  | 664562 | 8565785 | 160 | 33 | 0.4 | 3 | 2015 | EFACEC | K01095.02 | 991 | 45 | 949.1578 | 41.8422 | 41842.2222 |  | 43 | 49.55 | 49550 | 941.45 | 2.222% | 20.9211 | 62.7633 | 928.2367
10141103 | PMT | TRANSFORMADOR |  | TRANSFORMADOR MARCA:Astor PEMBA | AGPMB | PEMBA | PEMBA | Frente Alman |  | 13°02.241' | 40° 31.536' | 160 | 33 | 0.4 | 3 | 2015 | Astor | 17-01459 | 991 | 45 | 949.1578 | 41.8422 | 41842.2222 |  | 43 | 49.55 | 49550 | 941.45 | 2.222% | 20.9211 | 62.7633 | 928.2367
10141103 | PMT | TRANSFORMADOR |  | TRANSFORMADOR MARCA:TUSCO TRAFO PEMBA | AGPMB | PEMBA | PEMBA | Boa Vida Expansao II |  | 12°57.790' | 40° 31.278' | 160 | 33 | 0.4 | 3 | 2015 | TUSCO TRAFO | 487870 | 991 | 45 | 949.1578 | 41.8422 | 41842.2222 |  | 43 | 49.55 | 49550 | 941.45 | 2.222% | 20.9211 | 62.7633 | 928.2367
10141103 | PMT | TRANSFORMADOR |  | TRANSFORMADOR MARCA:POWERTECH MONTEPUEZ | ZSCMP | MONTEPUEZ | MONTEPUEZ | Marmonte 2 |  | 13°06'55,1'' | 39°01'08.2'' | 100 | 33 | 0.4 | 3 | 2015 | POWERTECH | 10828702/02 | 763 | 45 | 730.7844 | 32.2156 | 32215.5556 |  | 43 | 38.15 | 38150 | 724.85 | 2.222% | 16.1078 | 48.3233 | 714.6767
10141103 | PMT | TRANSFORMADOR |  | TRANSFORMADOR MARCA:POWERTECH MONTEPUEZ | ZSCMP | MONTEPUEZ | MONTEPUEZ | NACATE LOCALIDADE 1 |  | 1307’43,6” | 39000’54,1” | 160 | 11 | 0.4 | 3 | 2015 | POWERTECH | 20865601/02 | 572 | 45 | 547.8489 | 24.1511 | 24151.1111 |  | 43 | 28.6 | 28600 | 543.4 | 2.222% | 12.0756 | 36.2267 | 535.7733
10141103 | PMT | TRANSFORMADOR |  | TRANSFORMADOR MARCA:POWERTECH MONTEPUEZ | ZSCMP | MONTEPUEZ | MONTEPUEZ | NACATE LOCALIDADE 2 |  | 1307’43,2” | 39000’54,3” | 100 | 11 | 0.4 | 3 | 2015 | POWERTECH | 10828101/10 | 445 | 45 | 426.2111 | 18.7889 | 18788.8889 |  | 43 | 22.25 | 22250 | 422.75 | 2.222% | 9.3944 | 28.1833 | 416.8167
10141103 | PMT | TRANSFORMADOR |  | TRANSFORMADOR MARCA:Efacec AUASSE | AGMDP | AUASSE | Mocimboa da Praia | Escola Islamica |  | S11.35172 | E40.34795 | 100 | 33 | 0.4 | 3 | 2015 | Efacec | F000436.16 | 763 | 45 | 730.7844 | 32.2156 | 32215.5556 |  | 43 | 38.15 | 38150 | 724.85 | 2.222% | 16.1078 | 48.3233 | 714.6767
10141103 | PMT | TRANSFORMADOR |  | TRANSFORMADOR MARCA:TM MACOMIA | USQSG | MACOMIA | Quissanga | Tanganhangue |  | 639993 | 8611085 | 50 | 33 | 0.4 | 3 | 2015 | TM | 940297 | 643 | 45 | 615.8511 | 27.1489 | 27148.8889 |  | 43 | 32.15 | 32150 | 610.85 | 2.222% | 13.5744 | 40.7233 | 602.2767
10141103 | PMT | TRANSFORMADOR | EG PTS6001 | TRANSFORMADOR MARCA:EFACEC LICHINGA EG PTS6001 |  | LICHINGA | COBUE | Mandambuzi 2 |  | S12 17.125 | E35 17.394 | 50 | 33KV | 400V | 3 | 2015 | EFACEC | K008504.05 | 643 | 45 | 615.8511 | 27.1489 | 27148.8889 |  | 43 | 32.15 | 32150 | 610.85 | 2.222% | 13.5744 | 40.7233 | 602.2767
10141103 | PMT | TRANSFORMADOR | EG PTS6002 | TRANSFORMADOR MARCA:ZENT LICHINGA EG PTS6002 |  | LICHINGA | COBUE | Na Igreja |  | S12 08.139 | E35 17.395 | 315 | 33KV | 400V | 3 | 2015 | ZENT | 0047T023 | 1039 | 45 | 995.1311 | 43.8689 | 43868.8889 |  | 43 | 51.95 | 51950 | 987.05 | 2.222% | 21.9344 | 65.8033 | 973.1967
10141103 | PMT | TRANSFORMADOR | EG PTS6003 | TRANSFORMADOR MARCA:EFACEC LICHINGA EG PTS6003 |  | LICHINGA | MAVAGO | No Mercado |  | S12 08.316 | E35 17.396 | 200 | 33KV | 400V | 3 | 2015 | EFACEC | K009224.02 | 991 | 45 | 949.1578 | 41.8422 | 41842.2222 |  | 43 | 49.55 | 49550 | 941.45 | 2.222% | 20.9211 | 62.7633 | 928.2367
10141103 | PMT | TRANSFORMADOR | PTS 18 | TRANSFORMADOR MARCA:FUJI ELECTRIC CUAMBA PTS 18 |  | CUAMBA | CUAMBA | ADINE3 IGREJA CATOLICA |  | 14º 47' 41.129" S | -36º -33' -18.158" W | 100 | 33KV | 400V | 3 | 2015 | FUJI ELECTRIC | 11325FE | 763 | 45 | 730.7844 | 32.2156 | 32215.5556 |  | 43 | 38.15 | 38150 | 724.85 | 2.222% | 16.1078 | 48.3233 | 714.6767
10141103 | PMT | TRANSFORMADOR | PTS 22 | TRANSFORMADOR MARCA:FUJI ELECTRIC CUAMBA PTS 22 |  | CUAMBA | CUAMBA | ADINE 3 EXPANSAO |  | 14º 47' 53.05" S | -36º -33' -35.173" W | 100 | 33KV | 400V | 3 | 2015 | FUJI ELECTRIC | 11325FE | 763 | 45 | 730.7844 | 32.2156 | 32215.5556 |  | 43 | 38.15 | 38150 | 724.85 | 2.222% | 16.1078 | 48.3233 | 714.6767
10141103 | PMT | TRANSFORMADOR | PTS 23 | TRANSFORMADOR MARCA:FUJI ELECTRIC CUAMBA PTS 23 |  | CUAMBA | CUAMBA | NACACA(ESTRADA NAMPULA) |  | 14º 48' 16.175" S | -36º -33' -53.702" W | 100 | 33KV | 400V | 3 | 2015 | FUJI ELECTRIC | 11325FE | 763 | 45 | 730.7844 | 32.2156 | 32215.5556 |  | 43 | 38.15 | 38150 | 724.85 | 2.222% | 16.1078 | 48.3233 | 714.6767
10141103 | PMT | TRANSFORMADOR | PTS 27 | TRANSFORMADOR MARCA:FUJI ELECTRIC CUAMBA PTS 27 |  | CUAMBA | CUAMBA | CALAPEIA |  | 14º 48' 8.012" S | -36º -33' -7.728" W | 100 | 33KV | 400V | 3 | 2015 | FUJI ELECTRIC | 11325FE | 763 | 45 | 730.7844 | 32.2156 | 32215.5556 |  | 43 | 38.15 | 38150 | 724.85 | 2.222% | 16.1078 | 48.3233 | 714.6767
10141103 | PMT | TRANSFORMADOR | PTS 29 | TRANSFORMADOR MARCA:FUJI ELECTRIC CUAMBA PTS 29 |  | CUAMBA | CUAMBA | MUTXORA IGREJA CATOLICA |  | 14º 48' 29.463" S | -36º -33' -0.233" W | 100 | 33KV | 400V | 3 | 2015 | FUJI ELECTRIC | 11325FE | 763 | 45 | 730.7844 | 32.2156 | 32215.5556 |  | 43 | 38.15 | 38150 | 724.85 | 2.222% | 16.1078 | 48.3233 | 714.6767
10141103 | PMT | TRANSFORMADOR | PTS 31 | TRANSFORMADOR MARCA:FUJI ELECTRIC CUAMBA PTS 31 |  | CUAMBA | CUAMBA | BAIRRO MALAWIANO |  | 14º 48' 39.425" S | -36º -32' -21.509" W | 100 | 33KV | 400V | 3 | 2015 | FUJI ELECTRIC | 11325FE | 763 | 45 | 730.7844 | 32.2156 | 32215.5556 |  | 43 | 38.15 | 38150 | 724.85 | 2.222% | 16.1078 | 48.3233 | 714.6767
10141103 | PMT | TRANSFORMADOR | PTS 34 | TRANSFORMADOR MARCA:FUJI ELECTRIC CUAMBA PTS 34 |  | CUAMBA | CUAMBA | BAIRRO NAMUITIMBWA |  | 14º 49' 52.399" S | -36º -32' -17.843" W | 100 | 33KV | 400V | 3 | 2015 | FUJI ELECTRIC | 11325FE | 763 | 45 | 730.7844 | 32.2156 | 32215.5556 |  | 43 | 38.15 | 38150 | 724.85 | 2.222% | 16.1078 | 48.3233 | 714.6767
10141103 | PMT | TRANSFORMADOR | PTS 35 | TRANSFORMADOR MARCA:FUJI ELECTRIC CUAMBA PTS 35 |  | CUAMBA | CUAMBA | BAIRRO MATIAS |  | 14º 52' 17.661" S | -36º -32' -10.278" W | 50 | 33KV | 400V | 3 | 2015 | FUJI ELECTRIC | 11325FE | 643 | 45 | 615.8511 | 27.1489 | 27148.8889 |  | 43 | 32.15 | 32150 | 610.85 | 2.222% | 13.5744 | 40.7233 | 602.2767
10141103 | PMT | TRANSFORMADOR | PTS 36 | TRANSFORMADOR MARCA:FUJI ELECTRIC CUAMBA PTS 36 |  | CUAMBA | CUAMBA | BAIRRO MAMDIMBA |  | 14º 53' 51.84" S | -36º -31' -42.554" W | 50 | 33KV | 400V | 3 | 2015 | FUJI ELECTRIC | 11325FE | 643 | 45 | 615.8511 | 27.1489 | 27148.8889 |  | 43 | 32.15 | 32150 | 610.85 | 2.222% | 13.5744 | 40.7233 | 602.2767
10141103 | PMT | TRANSFORMADOR | PTS 37 | TRANSFORMADOR MARCA:FUJI ELECTRIC CUAMBA PTS 37 |  | CUAMBA | CUAMBA | MALAPA |  | 14º 58' 53.129" S | -36º -31' -21.875" W | 50 | 33KV | 400V | 3 | 2015 | FUJI ELECTRIC | 11325FE | 643 | 45 | 615.8511 | 27.1489 | 27148.8889 |  | 43 | 32.15 | 32150 | 610.85 | 2.222% | 13.5744 | 40.7233 | 602.2767
10141103 | PMT | TRANSFORMADOR | PTS 38 | TRANSFORMADOR MARCA:FUJI ELECTRIC CUAMBA PTS 38 |  | CUAMBA | CUAMBA | BAIRRO MADEMO |  | 14º 48' 9.217" S | -36º -31' -45.547" W | 50 | 33KV | 400V | 3 | 2015 | FUJI ELECTRIC | 11325FE | 643 | 45 | 615.8511 | 27.1489 | 27148.8889 |  | 43 | 32.15 | 32150 | 610.85 | 2.222% | 13.5744 | 40.7233 | 602.2767
10141103 | PMT | TRANSFORMADOR | PTS 42 | TRANSFORMADOR MARCA:FUJI ELECTRIC CUAMBA PTS 42 |  | CUAMBA | CUAMBA | BAIRRO SAPURA |  | 14º 49' 3.282" S | -36º -31' -28.587" W | 100 | 33KV | 400V | 3 | 2015 | FUJI ELECTRIC | 11325FE | 763 | 45 | 730.7844 | 32.2156 | 32215.5556 |  | 43 | 38.15 | 38150 | 724.85 | 2.222% | 16.1078 | 48.3233 | 714.6767
10141103 | PMT | TRANSFORMADOR | PTS 44 | TRANSFORMADOR MARCA:FUJI ELECTRIC CUAMBA PTS 44 |  | CUAMBA | CUAMBA | MAGANGA SECUNDARIA |  | 14º 48' 35.205" S | -36º -30' -54.407" W | 100 | 33KV | 400V | 3 | 2015 | FUJI ELECTRIC | 11325FE | 763 | 45 | 730.7844 | 32.2156 | 32215.5556 |  | 43 | 38.15 | 38150 | 724.85 | 2.222% | 16.1078 | 48.3233 | 714.6767
10141103 | PMT | TRANSFORMADOR | PTS 45 | TRANSFORMADOR MARCA:FUJI Tusco CUAMBA PTS 45 |  | CUAMBA | CUAMBA | JOAO LINHA FERRIA |  | 14º 48' 43.321" S | -36º -31' -5.145" W | 100 | 33KV | 400V | 3 | 2015 | FUJI Tusco | 11325FE | 763 | 45 | 730.7844 | 32.2156 | 32215.5556 |  | 43 | 38.15 | 38150 | 724.85 | 2.222% | 16.1078 | 48.3233 | 714.6767
10141103 | PMT | TRANSFORMADOR | PTS 48 | TRANSFORMADOR MARCA:FUJI ELECTRIC CUAMBA PTS 48 |  | CUAMBA | CUAMBA | MINAS HOSPITAL |  | 14º 48' 34.196" S | -36º -29' -39.304" W | 50 | 33KV | 400V | 3 | 2015 | FUJI ELECTRIC | 11325FE | 643 | 45 | 615.8511 | 27.1489 | 27148.8889 |  | 43 | 32.15 | 32150 | 610.85 | 2.222% | 13.5744 | 40.7233 | 602.2767
10141103 | PMT | TRANSFORMADOR | PTS 53 | TRANSFORMADOR MARCA:FUJI ELECTRIC CUAMBA PTS 53 |  | CUAMBA | CUAMBA | NASSOMBE |  | 14º 47' 26.779" S | -36º -29' -39.41" W | 50 | 33KV | 400V | 3 | 2015 | FUJI ELECTRIC | 11325FE | 643 | 45 | 615.8511 | 27.1489 | 27148.8889 |  | 43 | 32.15 | 32150 | 610.85 | 2.222% | 13.5744 | 40.7233 | 602.2767
10141103 | PMT | TRANSFORMADOR | PTS 55 | TRANSFORMADOR MARCA:FUJI ELECTRIC CUAMBA PTS 55 |  | CUAMBA | CUAMBA | MACAUE |  | 14º 44' 2.906" S | -36º -26' -3.37" W | 100 | 33KV | 400V | 3 | 2015 | FUJI ELECTRIC | 11325FE | 763 | 45 | 730.7844 | 32.2156 | 32215.5556 |  | 43 | 38.15 | 38150 | 724.85 | 2.222% | 16.1078 | 48.3233 | 714.6767
10141103 | PMT | TRANSFORMADOR | PTS 56 | TRANSFORMADOR MARCA:FUJI ELECTRIC CUAMBA PTS 56 |  | CUAMBA | CUAMBA | MATUANE |  | 14º 39' 32.777" S | -36º -22' -47.037" W | 200 | 33KV | 400V | 3 | 2015 | FUJI ELECTRIC | 11325FE | 991 | 45 | 949.1578 | 41.8422 | 41842.2222 |  | 43 | 49.55 | 49550 | 941.45 | 2.222% | 20.9211 | 62.7633 | 928.2367
10141103 | PMT | TRANSFORMADOR | PTS 58 | TRANSFORMADOR MARCA:FUJI ELECTRIC CUAMBA PTS 58 |  | CUAMBA | CUAMBA | MEPICA |  | 14º 37' 14.657" S | -36º -20' -54.06" W | 100 | 33KV | 400V | 3 | 2015 | FUJI ELECTRIC | 11325FE | 763 | 45 | 730.7844 | 32.2156 | 32215.5556 |  | 43 | 38.15 | 38150 | 724.85 | 2.222% | 16.1078 | 48.3233 | 714.6767
10141103 | PMT | TRANSFORMADOR | PTS 59 | TRANSFORMADOR MARCA:FUJI ELECTRIC CUAMBA PTS 59 |  | CUAMBA | CUAMBA | BAIRRO MUJAUA |  | 14º 47' 9.412" S | -36º -31' -58.091" W | 50 | 33KV | 400V | 3 | 2015 | FUJI ELECTRIC | 11325FE | 643 | 45 | 615.8511 | 27.1489 | 27148.8889 |  | 43 | 32.15 | 32150 | 610.85 | 2.222% | 13.5744 | 40.7233 | 602.2767
10141103 | PMT | TRANSFORMADOR | PTS 60 | TRANSFORMADOR MARCA:FUJI ELECTRIC CUAMBA PTS 60 |  | CUAMBA | CUAMBA | MUJAUA ESCOLA |  | 14º 46' 46.915" S | -36º -31' -52.796" W | 50 | 33KV | 400V | 3 | 2015 | FUJI ELECTRIC | 11325FE | 643 | 45 | 615.8511 | 27.1489 | 27148.8889 |  | 43 | 32.15 | 32150 | 610.85 | 2.222% | 13.5744 | 40.7233 | 602.2767
10141103 | PMT | TRANSFORMADOR | PTS 62 | TRANSFORMADOR MARCA:FUJI ELECTRIC CUAMBA PTS 62 |  | CUAMBA | CUAMBA | SOLOMBA |  | 14º 46' 17.816" S | -36º -32' -57.767" W | 100 | 33KV | 400V | 3 | 2015 | FUJI ELECTRIC | 11325FE | 763 | 45 | 730.7844 | 32.2156 | 32215.5556 |  | 43 | 38.15 | 38150 | 724.85 | 2.222% | 16.1078 | 48.3233 | 714.6767
10141103 | PMT | TRANSFORMADOR | PTS 63 | TRANSFORMADOR MARCA:FUJI ELECTRIC CUAMBA PTS 63 |  | CUAMBA | CUAMBA | NJATO |  | 14º 46' 53.111" S | -36º -32' -58.407" W | 100 | 33KV | 400V | 3 | 2015 | FUJI ELECTRIC | 11325FE | 763 | 45 | 730.7844 | 32.2156 | 32215.5556 |  | 43 | 38.15 | 38150 | 724.85 | 2.222% | 16.1078 | 48.3233 | 714.6767
10141103 | PMT | TRANSFORMADOR | PTS 64 | TRANSFORMADOR MARCA:FUJI ELECTRIC CUAMBA PTS 64 |  | CUAMBA | CUAMBA | CRUZAMENTO MITUCUE |  | 14º 43' 43.514" S | -36º -34' -26.046" W | 100 | 33KV | 400V | 3 | 2015 | FUJI ELECTRIC | 11325FE | 763 | 45 | 730.7844 | 32.2156 | 32215.5556 |  | 43 | 38.15 | 38150 | 724.85 | 2.222% | 16.1078 | 48.3233 | 714.6767
10141103 | PMT | TRANSFORMADOR | PTS 66 | TRANSFORMADOR MARCA:FUJI ELECTRIC CUAMBA PTS 66 |  | CUAMBA | CUAMBA | MITUCUE CENTRO |  | 14º 43' 49.669" S | -36º -37' -34.961" W | 100 | 33KV | 400V | 3 | 2015 | FUJI ELECTRIC | 11325FE | 763 | 45 | 730.7844 | 32.2156 | 32215.5556 |  | 43 | 38.15 | 38150 | 724.85 | 2.222% | 16.1078 | 48.3233 | 714.6767
10141103 | PMT | TRANSFORMADOR | PTS 68 | TRANSFORMADOR MARCA:FUJI ELECTRIC CUAMBA PTS 68 |  | CUAMBA | CUAMBA | JASSE |  | 14º 43' 15.012" S | -36º -37' -55.421" W | 50 | 33KV | 400V | 3 | 2015 | FUJI ELECTRIC | 11325FE | 643 | 45 | 615.8511 | 27.1489 | 27148.8889 |  | 43 | 32.15 | 32150 | 610.85 | 2.222% | 13.5744 | 40.7233 | 602.2767
10141103 | PMT | TRANSFORMADOR | PTS 72 | TRANSFORMADOR MARCA:Astor CUAMBA PTS 72 |  | CUAMBA | CUAMBA | MURRUSSO |  | 14º 47' 4.11" S | -36º -41' -42.795" W | 50 | 33KV | 400V | 3 | 2015 | Astor | K007639,01 | 643 | 45 | 615.8511 | 27.1489 | 27148.8889 |  | 43 | 32.15 | 32150 | 610.85 | 2.222% | 13.5744 | 40.7233 | 602.2767
10141103 | PMT | TRANSFORMADOR | PTS 4002 | TRANSFORMADOR MARCA:Beta CUAMBA PTS 4002 |  | CUAMBA | NIPEPE | Bairro Nipepe |  | 14º 1' 20.201" S | -37º -50' -54.194" W | 200 | 33KV | 400V | 3 | 2015 | Beta | 21311250 | 991 | 45 | 949.1578 | 41.8422 | 41842.2222 |  | 43 | 49.55 | 49550 | 941.45 | 2.222% | 20.9211 | 62.7633 | 928.2367
10141103 | PMT | TRANSFORMADOR | PTS 4003 | TRANSFORMADOR MARCA:Beta CUAMBA PTS 4003 |  | CUAMBA | NIPEPE | Muahache 1 |  | 14º 1' 52.32" S | -37º -49' -45.631" W | 100 | 33KV | 400V | 3 | 2015 | Beta | 21311237 | 763 | 45 | 730.7844 | 32.2156 | 32215.5556 |  | 43 | 38.15 | 38150 | 724.85 | 2.222% | 16.1078 | 48.3233 | 714.6767
10141103 | PMT | TRANSFORMADOR | PTS 4004 | TRANSFORMADOR MARCA:Beta CUAMBA PTS 4004 |  | CUAMBA | NIPEPE | Muahache 2 |  | 14º 1' 9.421" S | -37º -50' -11.815" W | 100 | 33KV | 400V | 3 | 2015 | Beta | 21311239 | 763 | 45 | 730.7844 | 32.2156 | 32215.5556 |  | 43 | 38.15 | 38150 | 724.85 | 2.222% | 16.1078 | 48.3233 | 714.6767
10141103 | PMT | TRANSFORMADOR | PTS 4005 | TRANSFORMADOR MARCA:Beta CUAMBA PTS 4005 |  | CUAMBA | NIPEPE | Mucuatiua |  | 14º 1' 10.397" S | -37º -51' -40.643" W | 160 | 33KV | 400V | 3 | 2015 | Beta | 21311249 | 991 | 45 | 949.1578 | 41.8422 | 41842.2222 |  | 43 | 49.55 | 49550 | 941.45 | 2.222% | 20.9211 | 62.7633 | 928.2367
10141103 | PMT | TRANSFORMADOR | PTS 4006 | TRANSFORMADOR MARCA:Beta CUAMBA PTS 4006 |  | CUAMBA | NIPEPE | Tequeliua |  | 14º 0' 57.222" S | -37º -49' -12.312" W | 100 | 33KV | 400V | 3 | 2015 | Beta | 21311234 | 763 | 45 | 730.7844 | 32.2156 | 32215.5556 |  | 43 | 38.15 | 38150 | 724.85 | 2.222% | 16.1078 | 48.3233 | 714.6767
10141103 | PMT | TRANSFORMADOR | PTS 4007 | TRANSFORMADOR MARCA:Beta CUAMBA PTS 4007 |  | CUAMBA | NIPEPE | Capoca |  | 14º 1' 37.777" S | -37º -53' -27.911" W | 100 | 33KV | 400V | 3 | 2015 | Beta | 21311232 | 763 | 45 | 730.7844 | 32.2156 | 32215.5556 |  | 43 | 38.15 | 38150 | 724.85 | 2.222% | 16.1078 | 48.3233 | 714.6767
10141103 | PMT | TRANSFORMADOR | PTS 4008 | TRANSFORMADOR MARCA:Beta CUAMBA PTS 4008 |  | CUAMBA | NIPEPE | Massaca |  | 14º 0' 42.885" S | -37º -52' -12.977" W | 100 | 33KV | 400V | 3 | 2015 | Beta | 21311233 | 763 | 45 | 730.7844 | 32.2156 | 32215.5556 |  | 43 | 38.15 | 38150 | 724.85 | 2.222% | 16.1078 | 48.3233 | 714.6767
10141103 | PMT | TRANSFORMADOR | PTS 4009 | TRANSFORMADOR MARCA:Beta CUAMBA PTS 4009 |  | CUAMBA | NIPEPE | Metapua |  | 13º 59' 0.043" S | -37º -52' -41.542" W | 50 | 33KV | 400V | 3 | 2015 | Beta | 21311230 | 643 | 45 | 615.8511 | 27.1489 | 27148.8889 |  | 43 | 32.15 | 32150 | 610.85 | 2.222% | 13.5744 | 40.7233 | 602.2767
10141103 | PMT | TRANSFORMADOR | PTS 4010 | TRANSFORMADOR MARCA:Beta CUAMBA PTS 4010 |  | CUAMBA | NIPEPE | Carira |  | 14º 0' 57.087" S | -37º -45' -4.624" W | 100 | 33KV | 400V | 3 | 2015 | Beta | 21311240 | 763 | 45 | 730.7844 | 32.2156 | 32215.5556 |  | 43 | 38.15 | 38150 | 724.85 | 2.222% | 16.1078 | 48.3233 | 714.6767
10141103 | PMT | TRANSFORMADOR | PTS 4011 | TRANSFORMADOR MARCA:Beta CUAMBA PTS 4011 |  | CUAMBA | NIPEPE | Mutumar |  | 14º 5' 4.11" S | -37º -32' -43.567" W | 50 | 33KV | 400V | 3 | 2015 | Beta | 21311220 | 643 | 45 | 615.8511 | 27.1489 | 27148.8889 |  | 43 | 32.15 | 32150 | 610.85 | 2.222% | 13.5744 | 40.7233 | 602.2767
10141103 | PMT | TRANSFORMADOR | PT8007 | TRANSFORMADOR MARCA:Fuji Electric CUAMBA PT8007 |  | CUAMBA | MAUA | Muloloua/Cruzamento Nipepe |  | 13º 59' 22.191" S | -37º -7' -5.112" W | 100 | 33KV | 400V | 3 | 2015 | Fuji Electric | 21311242 | 763 | 45 | 730.7844 | 32.2156 | 32215.5556 |  | 43 | 38.15 | 38150 | 724.85 | 2.222% | 16.1078 | 48.3233 | 714.6767
10141103 | PMT | TRANSFORMADOR | PT8008 | TRANSFORMADOR MARCA:Fuji Electric CUAMBA PT8008 |  | CUAMBA | MAUA | Queta |  | 14º 9' 35.473" S | -37º -26' -45.275" W | 100 | 33KV | 400V | 3 | 2015 | Fuji Electric | 12311235 | 763 | 45 | 730.7844 | 32.2156 | 32215.5556 |  | 43 | 38.15 | 38150 | 724.85 | 2.222% | 16.1078 | 48.3233 | 714.6767
10141103 | PMT | TRANSFORMADOR | 74 | TRANSFORMADOR MARCA:ASTOR NACALA 74 |  | NACALA | Nacala-Porto | Atrás da Escola Secundária |  | 14°32.412 | 40°41.065 | 200 | 33KV | 400V | 3 | 2015 | ASTOR | 17-02186 | 991 | 45 | 949.1578 | 41.8422 | 41842.2222 |  | 43 | 49.55 | 49550 | 941.45 | 2.222% | 20.9211 | 62.7633 | 928.2367
10141103 | PMT | TRANSFORMADOR | 75 | TRANSFORMADOR MARCA:TM NACALA 75 |  | NACALA | Nacala-Porto | Bairro Central |  | 14°33.343 | 40°40.562 | 200 | 33KV | 400V | 3 | 2015 | TM | 895593 | 991 | 45 | 949.1578 | 41.8422 | 41842.2222 |  | 43 | 49.55 | 49550 | 941.45 | 2.222% | 20.9211 | 62.7633 | 928.2367
10141103 | PMT | TRANSFORMADOR | 76 | TRANSFORMADOR MARCA:ASTOR NACALA 76 |  | NACALA | Nacala-Porto | Matalane |  | 14°41.868 | 40°41.771 | 50 | 33KV | 400V | 3 | 2015 | ASTOR | 17-01419 | 643 | 45 | 615.8511 | 27.1489 | 27148.8889 |  | 43 | 32.15 | 32150 | 610.85 | 2.222% | 13.5744 | 40.7233 | 602.2767
10141103 | PMT | TRANSFORMADOR | 77 | TRANSFORMADOR MARCA:EFACEC NACALA 77 |  | NACALA | Nacala-Porto | Ribawe |  | 14°31.745 | 40°41.771 | 200 | 33KV | 400V | 3 | 2015 | EFACEC | F002123.02 | 991 | 45 | 949.1578 | 41.8422 | 41842.2222 |  | 43 | 49.55 | 49550 | 941.45 | 2.222% | 20.9211 | 62.7633 | 928.2367
10141103 | PMT | TRANSFORMADOR | 78 | TRANSFORMADOR MARCA:ASTOR NACALA 78 |  | NACALA | Nacala-Porto | Naherengue Z. do Campo. |  | 14°27.967 | 40°41.576 | 100 | 33KV | 400V | 3 | 2015 | ASTOR | 17-02122 | 763 | 45 | 730.7844 | 32.2156 | 32215.5556 |  | 43 | 38.15 | 38150 | 724.85 | 2.222% | 16.1078 | 48.3233 | 714.6767
10141103 | PMT | TRANSFORMADOR | 103 | TRANSFORMADOR MARCA:ASTOR NACALA 103 |  | NACALA | Mossuril | Chocas- mar |  | 14°59.852 | 40°30.639 | 160 | 33KV | 400V | 3 | 2015 | ASTOR | 17-13424 | 991 | 45 | 949.1578 | 41.8422 | 41842.2222 |  | 43 | 49.55 | 49550 | 941.45 | 2.222% | 20.9211 | 62.7633 | 928.2367
10141103 | PMT | TRANSFORMADOR | No Label | TRANSFORMADOR MARCA:Fuji Tusco Co. Inhambane No Label |  | Inhambane | Inhambane |  |  | 35,38939 | -23,88187 | 100 | 33 | 0.4 | 3Φ | 2015 | Fuji Tusco Co. | 581314 | 763 | 45 | 730.7844 | 32.2156 | 32215.5556 |  | 43 | 38.15 | 38150 | 724.85 | 2.222% | 16.1078 | 48.3233 | 714.6767
10141103 | PMT | TRANSFORMADOR | No Label | TRANSFORMADOR MARCA:Tranformerdores de Mozambique Inhambane No Label |  | Inhambane | Inhambane |  |  | 35,47478 | -23,88678 | 160 | 33 | 0.4 | 3Φ | 2015 | Tranformerdores de Mozambique | 979603 | 991 | 45 | 949.1578 | 41.8422 | 41842.2222 |  | 43 | 49.55 | 49550 | 941.45 | 2.222% | 20.9211 | 62.7633 | 928.2367
10141103 | PMT | TRANSFORMADOR | PTS 19 | TRANSFORMADOR MARCA:Free State Transformers Inhambane PTS 19 |  | Inhambane | Inhambane |  |  | 35,54784 | -23,85581 | 100 | 33 | 0.4 | 3Φ | 2015 | Free State Transformers |  | 763 | 45 | 730.7844 | 32.2156 | 32215.5556 |  | 43 | 38.15 | 38150 | 724.85 | 2.222% | 16.1078 | 48.3233 | 714.6767
10141103 | PMT | TRANSFORMADOR | PTS 17 | TRANSFORMADOR MARCA:Astor Inhambane PTS 17 |  | Inhambane | Inhambane |  |  | 35,39755 | -23,91449 | 100 | 33 | 0.4 | 3Φ | 2015 | Astor |  | 763 | 45 | 730.7844 | 32.2156 | 32215.5556 |  | 43 | 38.15 | 38150 | 724.85 | 2.222% | 16.1078 | 48.3233 | 714.6767
10141103 | PMT | TRANSFORMADOR | PTS 555 | TRANSFORMADOR MARCA:Tranformerdores de Mozambique PTS 555 PTS 555 |  | PTS 555 | BOANE |  |  | 32,43291 | -25,01697 | 250 | 33 | 0.4 | 3Φ | 2015 | Tranformerdores de Mozambique | 967342 | 991 | 45 | 949.1578 | 41.8422 | 41842.2222 |  | 43 | 49.55 | 49550 | 941.45 | 2.222% | 20.9211 | 62.7633 | 928.2367
10141103 | PMT | TRANSFORMADOR | PTS 870 | TRANSFORMADOR MARCA:Efacec PTS 870 PTS 870 |  | PTS 870 | BOANE |  |  | 32,32767 | -25,03103 | 160 | 33 | 0.4 | 3Φ | 2015 | Efacec | F001775.01 | 991 | 45 | 949.1578 | 41.8422 | 41842.2222 |  | 43 | 49.55 | 49550 | 941.45 | 2.222% | 20.9211 | 62.7633 | 928.2367
10141103 | PMT | TRANSFORMADOR | PTS 989 | TRANSFORMADOR MARCA:Powertech PTS 989 PTS 989 |  | PTS 989 | BOANE |  |  | 32,29788 | -25,94253 | 100 | 33 | 0.4 | 3Φ | 2015 | Powertech | 10839203/04 | 763 | 45 | 730.7844 | 32.2156 | 32215.5556 |  | 43 | 38.15 | 38150 | 724.85 | 2.222% | 16.1078 | 48.3233 | 714.6767
10141103 | PMT | TRANSFORMADOR | PTS 990 | TRANSFORMADOR MARCA:Powertech PTS 990 PTS 990 |  | PTS 990 | BOANE |  |  | 32,29921 | -25,89744 | 100 | 33 | 0.4 | 3Φ | 2015 | Powertech | 10839204/01 | 763 | 45 | 730.7844 | 32.2156 | 32215.5556 |  | 43 | 38.15 | 38150 | 724.85 | 2.222% | 16.1078 | 48.3233 | 714.6767
10141103 | PMT | TRANSFORMADOR | PTS 41 | TRANSFORMADOR MARCA:Free State Transformers PTS 41 PTS 41 |  | PTS 41 | BOANE |  |  | 32,39990 | -25,01525 | 500 | 33 | 0.4 | 3Φ | 2015 | Free State Transformers | TB1509134 | 1200 | 45 | 1149.3333 | 50.6667 | 50666.6667 |  | 43 | 60 | 60000 | 1140 | 2.222% | 25.3333 | 76 | 1124
10141103 | PMT | TRANSFORMADOR | PTS 835 | TRANSFORMADOR MARCA:Revive PTS 835 PTS 835 |  | PTS 835 | BOANE |  |  | 32,38376 | -25,01254 | 160 | 33 | 0.4 | 3Φ | 2015 | Revive | RET 126803 | 991 | 45 | 949.1578 | 41.8422 | 41842.2222 |  | 43 | 49.55 | 49550 | 941.45 | 2.222% | 20.9211 | 62.7633 | 928.2367
10141103 | PMT | TRANSFORMADOR | PTS 484 | TRANSFORMADOR MARCA:Free State Transformers PTS 484 PTS 484 |  | PTS 484 | BOANE |  |  | 32,39257 | -25,02054 | 200 | 33 | 0.4 | 3Φ | 2015 | Free State Transformers | SE0502B-160-5MNN | 991 | 45 | 949.1578 | 41.8422 | 41842.2222 |  | 43 | 49.55 | 49550 | 941.45 | 2.222% | 20.9211 | 62.7633 | 928.2367
10141103 | PMT | TRANSFORMADOR | AGCHI/PT70 | TRANSFORMADOR MARCA:TRANFORMADORES DE MOCAMBIQUE SA AGCHI/PT70 AGCHI/PT70 | ZONA DO CAMPO | AGCHI/PT70 | CHIMOIO | MANICA | BAIRRO JOSINA MACHEL | S 19 06 35,01 | E 033 29 27,92 | 200 | 22 | 0.4 | 3 | 2015 | TRANFORMADORES DE MOCAMBIQUE SA | 979599 | 572 | 45 | 547.8489 | 24.1511 | 24151.1111 |  | 43 | 28.6 | 28600 | 543.4 | 2.222% | 12.0756 | 36.2267 | 535.7733
10141103 | PMT | TRANSFORMADOR | PT 55R | TRANSFORMADOR MARCA:Free State Transformers PT 55R PT 55R |  | PT 55R | Mabukwane |  |  |  |  | 500 | 33 | 0.4 | 3Ø | 2015 | Free State Transformers | TB1509138 | 1200 | 45 | 1149.3333 | 50.6667 | 50666.6667 |  | 43 | 60 | 60000 | 1140 | 2.222% | 25.3333 | 76 | 1124
10141103 | PMT | TRANSFORMADOR | PT 196R | TRANSFORMADOR MARCA:EFACEC PT 196R PT 196R |  | PT 196R | Mabukwane |  |  |  |  | 630 | 33 | 0.4 | 3Ø | 2015 | EFACEC | F001808.02 | 1200 | 45 | 1149.3333 | 50.6667 | 50666.6667 |  | 43 | 60 | 60000 | 1140 | 2.222% | 25.3333 | 76 | 1124
10141103 | PMT | TRANSFORMADOR | PT New (Bairro de Albazine) | TRANSFORMADOR MARCA:Free State Transformers PT New (Bairro de Albazine) PT New (Bairro de Albazine) |  | PT New (Bairro de Albazine) | Mahotas |  |  |  |  | 250 | 11 | 0.4 | 3Ø | 2015 | Free State Transformers | TB1509168 | 840 | 45 | 804.5333 | 35.4667 | 35466.6667 |  | 43 | 42 | 42000 | 798 | 2.222% | 17.7333 | 53.2 | 786.8
10141103 | PMT | TRANSFORMADOR | PT 438 | TRANSFORMADOR MARCA:Free State Transformers PT 438 PT 438 |  | PT 438 | Mahotas |  |  | 32.662834 | -25.858082 | 200 | 11 | 0.4 | 3Ø | 2015 | Free State Transformers | TB1509160 | 572 | 45 | 547.8489 | 24.1511 | 24151.1111 |  | 43 | 28.6 | 28600 | 543.4 | 2.222% | 12.0756 | 36.2267 | 535.7733
10141103 | PMT | TRANSFORMADOR | PT 306R | TRANSFORMADOR MARCA:Free State Transformers PT 306R PT 306R |  | PT 306R | Ricatla |  |  | 32.630314 | -25.792124 | 500 | 33 | 0.4 | 3Ø | 2015 | Free State Transformers | KV1509139 | 1200 | 45 | 1149.3333 | 50.6667 | 50666.6667 |  | 43 | 60 | 60000 | 1140 | 2.222% | 25.3333 | 76 | 1124
10141103 | PMT | TRANSFORMADOR | PT 84R | TRANSFORMADOR MARCA:Free State Transformers PT 84R PT 84R |  | PT 84R | Ricatla |  |  | 32.637433 | -25.759028 | 250 | 33 | 0.4 | 3Ø | 2015 | Free State Transformers | TB1509089 | 991 | 45 | 949.1578 | 41.8422 | 41842.2222 |  | 43 | 49.55 | 49550 | 941.45 | 2.222% | 20.9211 | 62.7633 | 928.2367
10141103 | PMT | TRANSFORMADOR | PT 261R | TRANSFORMADOR MARCA:Free State Transformers PT 261R PT 261R |  | PT 261R | Possulane |  |  | 32.660242 | -25.705685 | 200 | 33 | 0.4 | 3Ø | 2015 | Free State Transformers | TB1509073 | 991 | 45 | 949.1578 | 41.8422 | 41842.2222 |  | 43 | 49.55 | 49550 | 941.45 | 2.222% | 20.9211 | 62.7633 | 928.2367
10141103 | PMT | TRANSFORMADOR | PTS 17R | TRANSFORMADOR MARCA:ACTOM PTS 17R PTS 17R |  | PTS 17R | MAPUTO |  |  | 32.659886 | -25.693801 | 250 | 33 | 0.4 | 3Ø | 2015 | ACTOM | L3513/04/008 | 991 | 45 | 949.1578 | 41.8422 | 41842.2222 |  | 43 | 49.55 | 49550 | 941.45 | 2.222% | 20.9211 | 62.7633 | 928.2367
10141103 | PMT | TRANSFORMADOR | PT 94R | TRANSFORMADOR MARCA:Transformadores de Mocambique PT 94R PT 94R |  | PT 94R | Bobole |  |  | 32.671200 | -25.606675 | 500 | 33 | 0.4 | 3Ø | 2015 | Transformadores de Mocambique | 977654 | 1200 | 45 | 1149.3333 | 50.6667 | 50666.6667 |  | 43 | 60 | 60000 | 1140 | 2.222% | 25.3333 | 76 | 1124
10141103 | PMT | TRANSFORMADOR | PT 352R | TRANSFORMADOR MARCA:" PT 352R PT 352R |  | PT 352R | Zimpeto |  |  | 32.581455 | -25.839518 | 315 | 33 | 0.4 | 3Ø | 2015 | " | F001807.02 | 1039 | 45 | 995.1311 | 43.8689 | 43868.8889 |  | 43 | 51.95 | 51950 | 987.05 | 2.222% | 21.9344 | 65.8033 | 973.1967
10141103 | PMT | TRANSFORMADOR | PT 100R | TRANSFORMADOR MARCA:Transformadores de Mocambique PT 100R PT 100R |  | PT 100R | Marracuene |  |  | 32.664522 | -25.731580 | 200 | 33 | 0.4 | 3Ø | 2015 | Transformadores de Mocambique | 979629 | 991 | 45 | 949.1578 | 41.8422 | 41842.2222 |  | 43 | 49.55 | 49550 | 941.45 | 2.222% | 20.9211 | 62.7633 | 928.2367
10141103 | PMT | TRANSFORMADOR | PT 145 | TRANSFORMADOR MARCA:Transformadores de Mocambique PT 145 PT 145 |  | PT 145 | Trevo |  |  | 32.507944 | -25.927801 | 315 | 33 | 0.4 | 3Ø | 2015 | Transformadores de Mocambique | 979653 | 1039 | 45 | 995.1311 | 43.8689 | 43868.8889 |  | 43 | 51.95 | 51950 | 987.05 | 2.222% | 21.9344 | 65.8033 | 973.1967
10141103 | PMT | TRANSFORMADOR | PTS 848 | TRANSFORMADOR MARCA:Transformadores de Mocambique PTS 848 PTS 848 |  | PTS 848 | MAPUTO |  |  | 32.528675 | -25.912234 | 160 | 33 | 0.4 | 3Ø | 2015 | Transformadores de Mocambique | 961828 | 991 | 45 | 949.1578 | 41.8422 | 41842.2222 |  | 43 | 49.55 | 49550 | 941.45 | 2.222% | 20.9211 | 62.7633 | 928.2367
10141103 | PMT | TRANSFORMADOR | PTS 190 | TRANSFORMADOR MARCA:POWERTECH PTS 190 PTS 190 |  | PTS 190 | Infulene D |  |  | 32.535067 | -25.896162 | 500 | 33 | 0.4 | 3Ø | 2015 | POWERTECH | 20905401/02 | 1200 | 45 | 1149.3333 | 50.6667 | 50666.6667 |  | 43 | 60 | 60000 | 1140 | 2.222% | 25.3333 | 76 | 1124
10141103 | PMT | TRANSFORMADOR | PTS 177 | TRANSFORMADOR MARCA:Transformadores de Mocambique PTS 177 PTS 177 |  | PTS 177 | Ndlavela |  |  | 32.543712 | -25.886637 | 315 | 33 | 0.4 | 3Ø | 2015 | Transformadores de Mocambique | 979648 | 1039 | 45 | 995.1311 | 43.8689 | 43868.8889 |  | 43 | 51.95 | 51950 | 987.05 | 2.222% | 21.9344 | 65.8033 | 973.1967
10141103 | PMT | TRANSFORMADOR | PTS 467 | TRANSFORMADOR MARCA:Free State Transformers PTS 467 PTS 467 |  | PTS 467 | Intaka |  |  | 32.547490 | -25.820302 | 315 | 33 | 0.4 | 3Ø | 2015 | Free State Transformers | TB1509125 | 1039 | 45 | 995.1311 | 43.8689 | 43868.8889 |  | 43 | 51.95 | 51950 | 987.05 | 2.222% | 21.9344 | 65.8033 | 973.1967
10141103 | PMT | TRANSFORMADOR | PTS 1015 | TRANSFORMADOR MARCA:FUJI TUSCO PTS 1015 PTS 1015 |  | PTS 1015 | Khongolote |  |  | 32.560217 | -25.826931 | 200 | 33 | 0.4 | 3Ø | 2015 | FUJI TUSCO | 581358 | 991 | 45 | 949.1578 | 41.8422 | 41842.2222 |  | 43 | 49.55 | 49550 | 941.45 | 2.222% | 20.9211 | 62.7633 | 928.2367
10141103 | PMT | TRANSFORMADOR | PTS 46A | TRANSFORMADOR MARCA:EFACEC PTS 46A PTS 46A |  | PTS 46A | Matola | Fomento |  | 32.480223 | -25.924875 | 160 | 33 | 0.4 | 3Ø | 2015 | EFACEC | F001775.02 | 991 | 45 | 949.1578 | 41.8422 | 41842.2222 |  | 43 | 49.55 | 49550 | 941.45 | 2.222% | 20.9211 | 62.7633 | 928.2367
10141103 | SPARE TRFR | TRANSFORMADOR |  | TRANSFORMADOR MARCA: ANGOCHE |  | ANGOCHE | ANGOCHE |  |  | 16°12'42.00" | 39°55'3.654 | 200KVA | 33KV | 400V | 3 | 2015 |  |  | 991 | 45 | 949.1578 | 41.8422 | 41842.2222 |  | 43 | 49.55 | 49550 | 941.45 | 2.222% | 20.9211 | 62.7633 | 928.2367
10141103 | SPARE TRFR | TRANSFORMADOR |  | TRANSFORMADOR MARCA: ANGOCHE |  | ANGOCHE | ANGOCHE |  |  | 16°12'42.00" | 39°55'3.654 | 165KVA | 33KV | 400V | 3 | 2015 |  |  | 991 | 45 | 949.1578 | 41.8422 | 41842.2222 |  | 43 | 49.55 | 49550 | 941.45 | 2.222% | 20.9211 | 62.7633 | 928.2367
10141103 | AT | TRANSFORMADOR AUXILIAR |  | TRANSFORMADOR AUXILIAR MARCA:FUJI TUSCO MATAMBO | TETE | MATAMBO | TETE | MATAMBO |  | S16°17'44.07” | E33°30'13.27” | 200 | 33 | 0.4 | 3 | 2015 | FUJI TUSCO | 581363 | 991 | 45 | 949.1578 | 41.8422 | 41842.2222 |  | 43 | 49.55 | 49550 | 941.45 | 2.222% | 20.9211 | 62.7633 | 928.2367
10141103 | AT | TRANSFORMADOR AUXILIAR | AT 1 | TRANSFORMADOR AUXILIAR MARCA:FST ALTO MOLOCUE AT 1 |  | ALTO MOLOCUE | ALTO MOLOCUE |  |  | 15°39'10.268" | 37°40'14.559" | 500KVA | 33KV | 400KV | 3 | 2015 | FST | TB1509141 | 1260 | 45 | 1206.8 | 53.2 | 53200 |  | 43 | 63 | 63000 | 1197 | 2.222% | 26.6 | 79.8 | 1180.2
10141103 | AT | TRANSFORMADOR AUXILIAR |  | TRANSFORMADOR AUXILIAR MARCA:F.S.T Free State Trfr Manga | SOFALA | Manga | Beira | Sofala |  |  |  | 315 | 6.6 | 0.4 | 3 | 2015 | F.S.T Free State Trfr | (In Live Chamber) | 1039 | 45 | 995.1311 | 43.8689 | 43868.8889 |  | 43 | 51.95 | 51950 | 987.05 | 2.222% | 21.9344 | 65.8033 | 973.1967
10141103 | AT | TRANSFORMADOR AUXILIAR |  | TRANSFORMADOR AUXILIAR MARCA:KONCAR CHICAMBA HYDRO |  | CHICAMBA HYDRO | CHICAMBA HYDRO |  |  | S19ᵒ09'20,82" | E033ᵒ081'43,07" | 160 | 22 | 400V | 3 | 2015 | KONCAR | DT1324-620082 | 991 | 45 | 949.1578 | 41.8422 | 41842.2222 |  | 43 | 49.55 | 49550 | 941.45 | 2.222% | 20.9211 | 62.7633 | 928.2367
10141103 | AT | TRANSFORMADOR AUXILIAR |  | TRANSFORMADOR AUXILIAR MARCA:KONCAR CHICAMBA HYDRO |  | CHICAMBA HYDRO | CHICAMBA HYDRO |  |  | S19ᵒ09'20,82" | E033ᵒ081'43,07" | 160 | 22 | 400V | 3 | 2015 | KONCAR | DT1324-620083 | 991 | 45 | 949.1578 | 41.8422 | 41842.2222 |  | 43 | 49.55 | 49550 | 941.45 | 2.222% | 20.9211 | 62.7633 | 928.2367
10141103 | AT | TRANSFORMADOR AUXILIAR | Dzimbene | TRANSFORMADOR AUXILIAR MARCA:Unitrafo Dzimbene Dzimbene |  | Dzimbene | Dzimbene |  |  |  |  | 400 | 33 | 0.4 | 3Ø | 2015 | Unitrafo | E53192.1 | 1200 | 45 | 1149.3333 | 50.6667 | 50666.6667 |  | 43 | 60 | 60000 | 1140 | 2.222% | 25.3333 | 76 | 1124
10141103 | AT | TRANSFORMADOR AUXILIAR | AT 1 | TRANSFORMADOR AUXILIAR MARCA:FST ALTO MOLOCUE AT 1 |  | ALTO MOLOCUE | ALTO MOLOCUE |  |  | 15°39'10.268" | 37°40'14.559" | 500KVA | 33KV | 400KV | 3 | 2015 | FST | TB1509141 | 1200 | 45 | 1149.3333 | 50.6667 | 50666.6667 |  | 43 | 60 | 60000 | 1140 | 2.222% | 25.3333 | 76 | 1124
10141103 | AT | TRANSFORMADOR AUXILIAR |  | TRANSFORMADOR AUXILIAR MARCA:DT1324-620082 CHICAMBA HYDRO |  | CHICAMBA HYDRO | CHICAMBA HYDRO |  |  | S19ᵒ09'20,82" | E033ᵒ081'43,07" |  | 22 | 0.4 | 3Φ | 2015 | DT1324-620082 | DT1324-620082 | 572 | 45 | 547.8489 | 24.1511 | 24151.1111 |  | 43 | 28.6 | 28600 | 543.4 | 2.222% | 12.0756 | 36.2267 | 535.7733
10141103 | AT | TRANSFORMADOR AUXILIAR |  | TRANSFORMADOR AUXILIAR MARCA:DT1324-620083 CHICAMBA HYDRO |  | CHICAMBA HYDRO | CHICAMBA HYDRO |  |  | S19ᵒ09'20,82" | E033ᵒ081'43,07" |  | 22 | 0.4 | 3Φ | 2015 | DT1324-620083 | DT1324-620083 | 572 | 45 | 547.8489 | 24.1511 | 24151.1111 |  | 43 | 28.6 | 28600 | 543.4 | 2.222% | 12.0756 | 36.2267 | 535.7733
10141103 | MS | MINISUBESTAÇÃO | AGCHI/PT28 | MINISUBESTAÇÃO MARCA:ORMAZEBAL AGCHI/PT28 AGCHI/PT28 | EXECUTIVE MANICA HOTEL | AGCHI/PT28 | CHIMOIO | MANICA |  | S19 07 20,17 | E033 28 38,27 | 250 | 22 | 0.4 | 3 | 2016 | ORMAZEBAL | 256832 | 1213 | 45 | 1187.3922 | 25.6078 | 25607.7778 |  | 44 | 60.65 | 60650 | 1152.35 | 2.222% | 25.6078 | 51.2156 | 1161.7844
10141103 | MS | MINISUBESTAÇÃO | AGCHI/PT80 | MINISUBESTAÇÃO MARCA:POWERTECH AGCHI/PT80 AGCHI/PT80 | BELA ROSA | AGCHI/PT80 | CHIMOIO | MANICA |  | S19 06 49,61 | E033 28 48,57 | 315 | 6.6 | 0.4 | 3 | 2016 | POWERTECH | 20950401/01 | 1213 | 45 | 1187.3922 | 25.6078 | 25607.7778 |  | 44 | 60.65 | 60650 | 1152.35 | 2.222% | 25.6078 | 51.2156 | 1161.7844
10141103 | MS | MINISUBESTAÇÃO | PTS 186 | MINISUBESTAÇÃO MARCA:Actom PTS 186 |  |  | Maputo |  |  | 32,6392828 | -25,9208415 | 630 | 11 | 0,4 | 3Φ | 2016 | Actom | 13331/01/002 | 2772 | 45 | 2713.48 | 58.52 | 58520 |  | 44 | 138.6 | 138600 | 2633.4 | 2.222% | 58.52 | 117.04 | 2654.96
10141103 | GMT | TRANSFORMADOR |  | TRANSFORMADOR MARCA:POWER TECH TETE-SUB | TETE | TETE-SUB | TETE | KADJIWA |  | 563975.32 | 8214287.602 | 200 | 33 | 0.4 | 3 | 2016 | POWER TECH | 20945702/02 | 991 | 45 | 970.0789 | 20.9211 | 20921.1111 |  | 44 | 49.55 | 49550 | 941.45 | 2.222% | 20.9211 | 41.8422 | 949.1578
10141103 | GMT | TRANSFORMADOR |  | TRANSFORMADOR MARCA:FUJI TUSCO TETE-SUB | TETE | TETE-SUB | TETE | ISCOR |  | 564058.108 | 8208539.535 | 100 | 33 | 0.4 | 3 | 2016 | FUJI TUSCO | 51155 | 763 | 45 | 746.8922 | 16.1078 | 16107.7778 |  | 44 | 38.15 | 38150 | 724.85 | 2.222% | 16.1078 | 32.2156 | 730.7844
10141103 | GMT | TRANSFORMADOR |  | TRANSFORMADOR MARCA:FUJI TUSCO TETE-SUB | TETE | TETE-SUB | TETE | MATADOURO |  | 562114.714 | 8206860.676 | 100 | 33 | 0.4 | 3 | 2016 | FUJI TUSCO | 591172 | 763 | 45 | 746.8922 | 16.1078 | 16107.7778 |  | 44 | 38.15 | 38150 | 724.85 | 2.222% | 16.1078 | 32.2156 | 730.7844
10141103 | GMT | TRANSFORMADOR |  | TRANSFORMADOR MARCA:PME TETE-SUB | TETE | TETE-SUB | TETE | PROX PT ESCOS |  | 563713.217 | 8208442.528 | 160 | 33 | 0.4 | 3 | 2016 | PME | N/A | 991 | 45 | 970.0789 | 20.9211 | 20921.1111 |  | 44 | 49.55 | 49550 | 941.45 | 2.222% | 20.9211 | 41.8422 | 949.1578
10141103 | GMT | TRANSFORMADOR |  | TRANSFORMADOR MARCA:FUJI TUSCO TETE-SUB | TETE | TETE-SUB | TETE | ARA ZAMBEZ |  | 562887.357 | 8209361.084 | 160 | 33 | 0.4 | 3 | 2016 | FUJI TUSCO | 591359 | 991 | 45 | 970.0789 | 20.9211 | 20921.1111 |  | 44 | 49.55 | 49550 | 941.45 | 2.222% | 20.9211 | 41.8422 | 949.1578
10141103 | GMT | TRANSFORMADOR |  | TRANSFORMADOR MARCA:FUJI TUSCO SE-MATAMBO | TETE | SE-MATAMBO | TETE | S.MACHEL |  | 563032.350 | 8209935.683 | 200 | 33 | 0.4 | 3 | 2016 | FUJI TUSCO | 920799 | 991 | 45 | 970.0789 | 20.9211 | 20921.1111 |  | 44 | 49.55 | 49550 | 941.45 | 2.222% | 20.9211 | 41.8422 | 949.1578
10141103 | GMT | TRANSFORMADOR |  | TRANSFORMADOR MARCA:POWER TECH SE-TETE | TETE | SE-TETE | TETE | CHINGODZI |  | 566309.830 | 8213569.836 | 200 | 33 | 0.4 | 3 | 2016 | POWER TECH | 20945702/01 | 991 | 45 | 970.0789 | 20.9211 | 20921.1111 |  | 44 | 49.55 | 49550 | 941.45 | 2.222% | 20.9211 | 41.8422 | 949.1578
10141103 | GMT | TRANSFORMADOR |  | TRANSFORMADOR MARCA:FUJI TUSCO SE-MOVEL | TETE | SE-MOVEL | TETE | MAT-NHAM |  | 563140.273 | 8217039.737 | 200 | 33 | 0.4 | 3 | 2016 | FUJI TUSCO | 13521.3 | 991 | 45 | 970.0789 | 20.9211 | 20921.1111 |  | 44 | 49.55 | 49550 | 941.45 | 2.222% | 20.9211 | 41.8422 | 949.1578
10141103 | GMT | TRANSFORMADOR |  | TRANSFORMADOR MARCA:FUJI TUSCO SE-MATAMBO | TETE | SE-MATAMBO | TETE | MPADUE |  | 561845.911 | 8207808.473 | 160 | 33 | 0.4 | 3 | 2016 | FUJI TUSCO | 113255 | 991 | 45 | 970.0789 | 20.9211 | 20921.1111 |  | 44 | 49.55 | 49550 | 941.45 | 2.222% | 20.9211 | 41.8422 | 949.1578
10141103 | GMT | TRANSFORMADOR |  | TRANSFORMADOR MARCA:FUJI TUSCO SE-MATAMBO | TETE | SE-MATAMBO | TETE | S.MACHEL |  | 561521.211 | 8209724.587 | 100 | 33 | 0.4 | 3 | 2016 | FUJI TUSCO | 531364 | 763 | 45 | 746.8922 | 16.1078 | 16107.7778 |  | 44 | 38.15 | 38150 | 724.85 | 2.222% | 16.1078 | 32.2156 | 730.7844
10141103 | GMT | TRANSFORMADOR |  | TRANSFORMADOR MARCA:TM SE-MATAMBO | TETE | SE-MATAMBO | TETE | TELMA/SMT2 |  | 560936.233 | 8210279.770 | 160 | 33 | 0.4 | 3 | 2016 | TM | 915365 | 991 | 45 | 970.0789 | 20.9211 | 20921.1111 |  | 44 | 49.55 | 49550 | 941.45 | 2.222% | 20.9211 | 41.8422 | 949.1578
10141103 | GMT | TRANSFORMADOR |  | TRANSFORMADOR MARCA:FUJI TUSCO SE-MATAMBO | TETE | SE-MATAMBO | TETE | KACHINKHE/SMT-7 |  | 562794.610 | 8212366.511 | 100 | 33 | 0.4 | 3 | 2016 | FUJI TUSCO | 591183 | 763 | 45 | 746.8922 | 16.1078 | 16107.7778 |  | 44 | 38.15 | 38150 | 724.85 | 2.222% | 16.1078 | 32.2156 | 730.7844
10141103 | GMT | TRANSFORMADOR |  | TRANSFORMADOR MARCA:FUJI TUSCO SE-MATAMBO | TETE | SE-MATAMBO | TETE | NHAT-TAMUS/SMT-4 |  | 560042.957 | 8211984.364 | 160 | 33 | 0.4 | 3 | 2016 | FUJI TUSCO | 591361 | 991 | 45 | 970.0789 | 20.9211 | 20921.1111 |  | 44 | 49.55 | 49550 | 941.45 | 2.222% | 20.9211 | 41.8422 | 949.1578
10141103 | GMT | TRANSFORMADOR |  | TRANSFORMADOR MARCA:FUJI TUSCO SE-MOVEL | TETE | SE-MOVEL | TETE | NSONYA-PONTECA |  | 562827.652 | 8216382.910 | 200 | 33 | 0.4 | 3 | 2016 | FUJI TUSCO | 591362 | 991 | 45 | 970.0789 | 20.9211 | 20921.1111 |  | 44 | 49.55 | 49550 | 941.45 | 2.222% | 20.9211 | 41.8422 | 949.1578
10141103 | GMT | TRANSFORMADOR |  | TRANSFORMADOR MARCA:FUJI TUSCO SE-MOVEL | TETE | SE-MOVEL | TETE | NHAMATICA |  | 562998.812 | 8216569.068 | 100 | 33 | 0.4 | 3 | 2016 | FUJI TUSCO | 591166 | 763 | 45 | 746.8922 | 16.1078 | 16107.7778 |  | 44 | 38.15 | 38150 | 724.85 | 2.222% | 16.1078 | 32.2156 | 730.7844
10141103 | GMT | TRANSFORMADOR |  | TRANSFORMADOR MARCA:FUJI TUSCO SE-MOVEL | TETE | SE-MOVEL | TETE | NHAMATICA |  | 562555.534 | 8217120.036 | 100 | 33 | 0.4 | 3 | 2016 | FUJI TUSCO | 581249 | 763 | 45 | 746.8922 | 16.1078 | 16107.7778 |  | 44 | 38.15 | 38150 | 724.85 | 2.222% | 16.1078 | 32.2156 | 730.7844
10141103 | GMT | TRANSFORMADOR |  | TRANSFORMADOR MARCA:FUJI TUSCO SE-MOVEL | TETE | SE-MOVEL | TETE | NHAMATICA |  | 562793.363 | 8217267.120 | 100 | 33 | 0.4 | 3 | 2016 | FUJI TUSCO | 591182 | 763 | 45 | 746.8922 | 16.1078 | 16107.7778 |  | 44 | 38.15 | 38150 | 724.85 | 2.222% | 16.1078 | 32.2156 | 730.7844
10141103 | GMT | TRANSFORMADOR |  | TRANSFORMADOR MARCA:FUJI TUSCO SE-MOVEL | TETE | SE-MOVEL | TETE | NHAMATICA |  | 562656.037 | 8217732.429 | 160 | 33 | 0.4 | 3 | 2016 | FUJI TUSCO | 591162 | 991 | 45 | 970.0789 | 20.9211 | 20921.1111 |  | 44 | 49.55 | 49550 | 941.45 | 2.222% | 20.9211 | 41.8422 | 949.1578
10141103 | GMT | TRANSFORMADOR |  | TRANSFORMADOR MARCA:FUJI TUSCO SE-MOVEL | TETE | SE-MOVEL | TETE | NHAMATICA |  | 562901.193 | 8217644.524 | 100 | 33 | 0.4 | 3 | 2016 | FUJI TUSCO | 591125 | 763 | 45 | 746.8922 | 16.1078 | 16107.7778 |  | 44 | 38.15 | 38150 | 724.85 | 2.222% | 16.1078 | 32.2156 | 730.7844
10141103 | GMT | TRANSFORMADOR |  | TRANSFORMADOR MARCA:FUJI TUSCO SE-MOVEL | TETE | SE-MOVEL | TETE | NHAMATICA |  | 562857.955 | 8217983.099 | 100 | 33 | 0.4 | 3 | 2016 | FUJI TUSCO | 581170 | 763 | 45 | 746.8922 | 16.1078 | 16107.7778 |  | 44 | 38.15 | 38150 | 724.85 | 2.222% | 16.1078 | 32.2156 | 730.7844
10141103 | GMT | TRANSFORMADOR |  | TRANSFORMADOR MARCA:FUJI TUSCO SE-MOVEL | TETE | SE-MOVEL | TETE | NHAMATICA |  | 563177.204 | 8217701.937 | 160 | 33 | 0.4 | 3 | 2016 | FUJI TUSCO | 591173 | 991 | 45 | 970.0789 | 20.9211 | 20921.1111 |  | 44 | 49.55 | 49550 | 941.45 | 2.222% | 20.9211 | 41.8422 | 949.1578
10141103 | GMT | TRANSFORMADOR |  | TRANSFORMADOR MARCA:FUJI TUSCO SE-MOVEL | TETE | SE-MOVEL | TETE | NHAMATICA |  | 563428.105 | 8217470.258 | 100 | 33 | 0.4 | 3 | 2016 | FUJI TUSCO | 591161 | 763 | 45 | 746.8922 | 16.1078 | 16107.7778 |  | 44 | 38.15 | 38150 | 724.85 | 2.222% | 16.1078 | 32.2156 | 730.7844
10141103 | GMT | TRANSFORMADOR |  | TRANSFORMADOR MARCA:FUJI TUSCO SE-MOVEL | TETE | SE-MOVEL | TETE | NHAMATICA |  | 563483.871 | 8217695.825 | 100 | 33 | 0.4 | 3 | 2016 | FUJI TUSCO | 591184 | 763 | 45 | 746.8922 | 16.1078 | 16107.7778 |  | 44 | 38.15 | 38150 | 724.85 | 2.222% | 16.1078 | 32.2156 | 730.7844
10141103 | GMT | TRANSFORMADOR |  | TRANSFORMADOR MARCA:FUJI TUSCO SE-MOVEL | TETE | SE-MOVEL | TETE | NHAMATICA |  | 564006.271 | 8217334.027 | 160 | 33 | 0.4 | 3 | 2016 | FUJI TUSCO | 91122 | 991 | 45 | 970.0789 | 20.9211 | 20921.1111 |  | 44 | 49.55 | 49550 | 941.45 | 2.222% | 20.9211 | 41.8422 | 949.1578
10141103 | GMT | TRANSFORMADOR |  | TRANSFORMADOR MARCA:FUJI TUSCO SE-MOVEL | TETE | SE-MOVEL | TETE | NHAMATICA |  | 563906.976 | 8217759.563 | 100 | 33 | 0.4 | 3 | 2016 | FUJI TUSCO | 591170 | 763 | 45 | 746.8922 | 16.1078 | 16107.7778 |  | 44 | 38.15 | 38150 | 724.85 | 2.222% | 16.1078 | 32.2156 | 730.7844
10141103 | GMT | TRANSFORMADOR |  | TRANSFORMADOR MARCA:FUJI TUSCO SE-MOVEL | TETE | SE-MOVEL | TETE | NHAMATICA |  | 563296.387 | 8217408.0838 | 100 | 33 | 0.4 | 3 | 2016 | FUJI TUSCO | 591184 | 763 | 45 | 746.8922 | 16.1078 | 16107.7778 |  | 44 | 38.15 | 38150 | 724.85 | 2.222% | 16.1078 | 32.2156 | 730.7844
10141103 | GMT | TRANSFORMADOR |  | TRANSFORMADOR MARCA:FUJI TUSCO SE-MOVEL | TETE | SE-MOVEL | TETE | AEROPORTO |  | 569407.440 | 8218922.010 | 200 | 33 | 0.4 | 3 | 2016 | FUJI TUSCO | 531133 | 991 | 45 | 970.0789 | 20.9211 | 20921.1111 |  | 44 | 49.55 | 49550 | 941.45 | 2.222% | 20.9211 | 41.8422 | 949.1578
10141103 | GMT | TRANSFORMADOR |  | TRANSFORMADOR MARCA:FUJI TUSCO SE-MOVEL | TETE | SE-MOVEL | TETE | AEROPORTO |  | 569584.492 | 8219020.851 | 160 | 33 | 0.4 | 3 | 2016 | FUJI TUSCO | 581325 | 991 | 45 | 970.0789 | 20.9211 | 20921.1111 |  | 44 | 49.55 | 49550 | 941.45 | 2.222% | 20.9211 | 41.8422 | 949.1578
10141103 | GMT | TRANSFORMADOR |  | TRANSFORMADOR MARCA:FUJI TUSCO SE-MOVEL | TETE | SE-MOVEL | TETE | AEROPORTO |  | 569230.797 | 8219041.654 | 160 | 33 | 0.4 | 3 | 2016 | FUJI TUSCO | 581732 | 991 | 45 | 970.0789 | 20.9211 | 20921.1111 |  | 44 | 49.55 | 49550 | 941.45 | 2.222% | 20.9211 | 41.8422 | 949.1578
10141103 | GMT | TRANSFORMADOR |  | TRANSFORMADOR MARCA:FUJI TUSCO SE-MOVEL | TETE | SE-MOVEL | TETE | AEROPORTO |  | 569454.493 | 8219339.964 | 160 | 33 | 0.4 | 3 | 2016 | FUJI TUSCO | 581732 | 991 | 45 | 970.0789 | 20.9211 | 20921.1111 |  | 44 | 49.55 | 49550 | 941.45 | 2.222% | 20.9211 | 41.8422 | 949.1578
10141103 | GMT | TRANSFORMADOR |  | TRANSFORMADOR MARCA:FUJI TUSCO SE-MOVEL | TETE | SE-MOVEL | TETE | AEROPORTO |  | 568993.821 | 8219591.083 | 160 | 33 | 0.4 | 3 | 2016 | FUJI TUSCO | 581734 | 991 | 45 | 970.0789 | 20.9211 | 20921.1111 |  | 44 | 49.55 | 49550 | 941.45 | 2.222% | 20.9211 | 41.8422 | 949.1578
10141103 | GMT | TRANSFORMADOR |  | TRANSFORMADOR MARCA:FUJI TUSCO SE-MOVEL | TETE | SE-MOVEL | TETE | PROXLINHA VELHA |  | 567986.329 | 8213944.379 | 100 | 33 | 0.4 | 3 | 2016 | FUJI TUSCO | 591169 | 763 | 45 | 746.8922 | 16.1078 | 16107.7778 |  | 44 | 38.15 | 38150 | 724.85 | 2.222% | 16.1078 | 32.2156 | 730.7844
10141103 | GMT | TRANSFORMADOR |  | TRANSFORMADOR MARCA:FUJI TUSCO SE-MOVEL | TETE | SE-MOVEL | TETE | 1.RUA KABHADHE |  | 568258.922 | 8214413.572 | 160 | 33 | 0.4 | 3 | 2016 | FUJI TUSCO | 581337 | 991 | 45 | 970.0789 | 20.9211 | 20921.1111 |  | 44 | 49.55 | 49550 | 941.45 | 2.222% | 20.9211 | 41.8422 | 949.1578
10141103 | GMT | TRANSFORMADOR |  | TRANSFORMADOR MARCA:FUJI TUSCO SE-MOVEL | TETE | SE-MOVEL | TETE | EDSON LINO |  | 566650.440 | 8214058.312 | 160 | 33 | 0.4 | 3 | 2016 | FUJI TUSCO | 581739 | 991 | 45 | 970.0789 | 20.9211 | 20921.1111 |  | 44 | 49.55 | 49550 | 941.45 | 2.222% | 20.9211 | 41.8422 | 949.1578
10141103 | GMT | TRANSFORMADOR |  | TRANSFORMADOR MARCA:MEP SE-TETE | TETE | SE-TETE | TETE | MAMBOZY.2 |  | 564464.963 | 8209534.501 | 100 | 33 | 0.4 | 3 | 2016 | MEP | 00092317 | 763 | 45 | 746.8922 | 16.1078 | 16107.7778 |  | 44 | 38.15 | 38150 | 724.85 | 2.222% | 16.1078 | 32.2156 | 730.7844
10141103 | GMT | TRANSFORMADOR |  | TRANSFORMADOR MARCA:FUJI TUSCO SE-MOVEL | TETE | SE-MOVEL | TETE | JUIZES-NHAMATICA |  | 564585.898 | 8217855.924 | 100 | 33 | 0.4 | 3 | 2016 | FUJI TUSCO | 591139 | 763 | 45 | 746.8922 | 16.1078 | 16107.7778 |  | 44 | 38.15 | 38150 | 724.85 | 2.222% | 16.1078 | 32.2156 | 730.7844
10141103 | GMT | TRANSFORMADOR | 105 | TRANSFORMADOR MARCA: 105 |  |  | Ribaue | Reassentamento - Ribaue |  | 15°6'23.771" | 39°15'25.887" | 25 | 33 | 400V | 3 | 2016 |  |  | 643 | 45 | 629.4256 | 13.5744 | 13574.4444 |  | 44 | 32.15 | 32150 | 610.85 | 2.222% | 13.5744 | 27.1489 | 615.8511
10141103 | GMT | TRANSFORMADOR | 110 | TRANSFORMADOR MARCA: 110 |  |  | Mecuburi | NAMINA Reacentamento |  | 15°11'23.346" | 39°16'2.146" | 25 | 33 | 400V | 3 | 2016 |  |  | 643 | 45 | 629.4256 | 13.5744 | 13574.4444 |  | 44 | 32.15 | 32150 | 610.85 | 2.222% | 13.5744 | 27.1489 | 615.8511
10141103 | GMT | TRANSFORMADOR | 133 | TRANSFORMADOR MARCA: 133 |  |  | Nampula | VILA DE ANCHILO- CASAS REASSENTAMENTO |  | 15°8'7.933" | 39°24'13.567" | 100 | 11 | 400V | 3 | 2016 |  |  | 763 | 45 | 746.8922 | 16.1078 | 16107.7778 |  | 44 | 38.15 | 38150 | 724.85 | 2.222% | 16.1078 | 32.2156 | 730.7844
10141103 | GMT | TRANSFORMADOR | 212 | TRANSFORMADOR MARCA: 212 |  |  | Nampula | MUAHIVIRE EXPANSÃO , ATRAS DO CONDOMÍNIOA ARMINDO GONÇALVES |  | 15º 8' 14.459" S | -42º -4' -29.549" W | 100 | 33 | 400V | 3 | 2016 |  |  | 763 | 45 | 746.8922 | 16.1078 | 16107.7778 |  | 44 | 38.15 | 38150 | 724.85 | 2.222% | 16.1078 | 32.2156 | 730.7844
10141103 | GMT | TRANSFORMADOR | 213 | TRANSFORMADOR MARCA: 213 |  |  | Nampula | BAIRRO DE NAMUTEQUELIUA- BIM MLADEN |  | 15º 7' 30" S | -39º -17' -44.267" W | 500 | 33 | 400V | 3 | 2016 |  |  | 1200 | 45 | 1174.6667 | 25.3333 | 25333.3333 |  | 44 | 60 | 60000 | 1140 | 2.222% | 25.3333 | 50.6667 | 1149.3333
10141103 | GMT | TRANSFORMADOR | 214 | TRANSFORMADOR MARCA: 214 |  |  | Nampula | MUAHIVIRE EXPANSÃO , ATRAS DO CONDOMÍNIOA ARMINDO GONÇALVES |  | 15º 8' 58.469" S | -39º -17' -15.405" W | 200 | 33 | 400V | 3 | 2016 |  |  | 991 | 45 | 970.0789 | 20.9211 | 20921.1111 |  | 44 | 49.55 | 49550 | 941.45 | 2.222% | 20.9211 | 41.8422 | 949.1578
10141103 | GMT | TRANSFORMADOR | 215 | TRANSFORMADOR MARCA: 215 |  |  | Nampula | MUAHIVIRE EXPANSÃO ATRAS DO ESTÁDIO MUNICIPAL |  | 15º 10' 20.979" S | -39º -18' -4.311" W | 100 | 33 | 400V | 3 | 2016 |  |  | 763 | 45 | 746.8922 | 16.1078 | 16107.7778 |  | 44 | 38.15 | 38150 | 724.85 | 2.222% | 16.1078 | 32.2156 | 730.7844
10141103 | GMT | TRANSFORMADOR | 216 | TRANSFORMADOR MARCA: 216 |  |  | Nampula | BAIRRO DE NAMUTEQUELIUA- PROLONGAMENTO POSTO ADM. MUH |  | 15º 6' 57.262" S | -39º -17' -15.04" W | 315 | 11 | 400V | 3 | 2016 |  |  | 840 | 45 | 822.2667 | 17.7333 | 17733.3333 |  | 44 | 42 | 42000 | 798 | 2.222% | 17.7333 | 35.4667 | 804.5333
10141103 | GMT | TRANSFORMADOR | 217 | TRANSFORMADOR MARCA: 217 |  |  | Nampula | BAIRRO DE NAMICOPO - PROXIMO CEMITÉRIO LOPES |  | 15º 6' 39.126" S | -39º -17' -20.745" W | 250 | 11 | 400V | 3 | 2016 |  |  | 840 | 45 | 822.2667 | 17.7333 | 17733.3333 |  | 44 | 42 | 42000 | 798 | 2.222% | 17.7333 | 35.4667 | 804.5333
10141103 | GMT | TRANSFORMADOR | 221 | TRANSFORMADOR MARCA: 221 |  |  | Nampula | BAIRRO DE MUTAUANHA DEPOIS DO POSTO ADMINISTRATIVO MUATALA |  | 15º 8' 42.187" S | -39º -13' -34.395" W | 100 | 33 | 400V | 3 | 2016 |  |  | 763 | 45 | 746.8922 | 16.1078 | 16107.7778 |  | 44 | 38.15 | 38150 | 724.85 | 2.222% | 16.1078 | 32.2156 | 730.7844
10141103 | GMT | TRANSFORMADOR | 230 | TRANSFORMADOR MARCA: 230 |  |  | Nampula | BAIRRO DE MUTAUANHA ZONA DO COLEGA CANHAUA |  | 15º 7' 55.628" S | -39º -13' -16.553" W | 100 | 33 | 400V | 3 | 2016 |  |  | 763 | 45 | 746.8922 | 16.1078 | 16107.7778 |  | 44 | 38.15 | 38150 | 724.85 | 2.222% | 16.1078 | 32.2156 | 730.7844
10141103 | GMT | TRANSFORMADOR | 231 | TRANSFORMADOR MARCA: 231 |  |  | Nampula | BAIRRO DE MUTAUANHA RECINTO DO POSTO ADMINISTRATIVO MUATALA |  | 15º 8' 24.26" S | -39º -13' -27.439" W | 160 | 33 | 400V | 3 | 2016 |  |  | 991 | 45 | 970.0789 | 20.9211 | 20921.1111 |  | 44 | 49.55 | 49550 | 941.45 | 2.222% | 20.9211 | 41.8422 | 949.1578
10141103 | GMT | TRANSFORMADOR | 232 | TRANSFORMADOR MARCA: 232 |  |  | Nampula | AVENIDA DE TRABALHO- BOMBAS CAPITAL OIL |  | 15º 7' 17.862" S | -39º -12' -53.831" W | 200 | 33 | 400V | 3 | 2016 |  |  | 991 | 45 | 970.0789 | 20.9211 | 20921.1111 |  | 44 | 49.55 | 49550 | 941.45 | 2.222% | 20.9211 | 41.8422 | 949.1578
10141103 | GMT | TRANSFORMADOR | 234 | TRANSFORMADOR MARCA: 234 |  |  | Nampula | BAIRRO DE MUTAUANHA ZONA DO COLEGA CANHAUA |  | 15º 8' 10.342" S | -39º -13' -14.022" W | 100 | 33 | 400V | 3 | 2016 |  |  | 763 | 45 | 746.8922 | 16.1078 | 16107.7778 |  | 44 | 38.15 | 38150 | 724.85 | 2.222% | 16.1078 | 32.2156 | 730.7844
10141103 | GMT | TRANSFORMADOR | 235 | TRANSFORMADOR MARCA: 235 |  |  | Nampula | REASSENTADO IREXENE |  | 15º 6' 46.28" S | -39º -14' -40.139" W | 25 | 33 | 400V | 3 | 2016 |  |  | 643 | 45 | 629.4256 | 13.5744 | 13574.4444 |  | 44 | 32.15 | 32150 | 610.85 | 2.222% | 13.5744 | 27.1489 | 615.8511
10141103 | GMT | TRANSFORMADOR | 239 | TRANSFORMADOR MARCA: 239 |  |  | Nampula | BAIRRO DE MUTAUANHA DEPOIS DO POSTO ADMINISTRATIVO MUATALA |  | 15º 8' 13.91" S | -39º -13' -27.194" W | 50 | 33 | 400V | 3 | 2016 |  |  | 643 | 45 | 629.4256 | 13.5744 | 13574.4444 |  | 44 | 32.15 | 32150 | 610.85 | 2.222% | 13.5744 | 27.1489 | 615.8511
10141103 | GMT | TRANSFORMADOR | 240 | TRANSFORMADOR MARCA: 240 |  |  | Nampula | BAIRRO DE MUTAUANHA DEPOIS DO POSTO ADMINISTRATIVO MUATALA |  | 15º 7' 34.679" S | -39º -13' -37.674" W | 50 | 33 | 400V | 3 | 2016 |  |  | 643 | 45 | 629.4256 | 13.5744 | 13574.4444 |  | 44 | 32.15 | 32150 | 610.85 | 2.222% | 13.5744 | 27.1489 | 615.8511
10141103 | GMT | TRANSFORMADOR | 241 | TRANSFORMADOR MARCA: 241 |  |  | Nampula | BAIRRO DE MUTAUANHA PILOTO- DEPOIS DO COLEGA COMALA MERCADO |  | 15º 7' 37.18" S | -39º -13' -42.836" W | 100 | 33 | 400V | 3 | 2016 |  |  | 763 | 45 | 746.8922 | 16.1078 | 16107.7778 |  | 44 | 38.15 | 38150 | 724.85 | 2.222% | 16.1078 | 32.2156 | 730.7844
10141103 | GMT | TRANSFORMADOR | 242 | TRANSFORMADOR MARCA: 242 |  |  | Nampula | BAIRRO DE MUTAUANHA- DEPOIS DO COLEGA COMALA ANTES DA ESCOLA |  | 15º 7' 23.874" S | -39º -13' -36.489" W | 100 | 33 | 400V | 3 | 2016 |  |  | 763 | 45 | 746.8922 | 16.1078 | 16107.7778 |  | 44 | 38.15 | 38150 | 724.85 | 2.222% | 16.1078 | 32.2156 | 730.7844
10141103 | GMT | TRANSFORMADOR | 243 | TRANSFORMADOR MARCA: 243 |  |  | Nampula | BAIRRO DE MUTAUANHA PILOTO PROXIMO COLEGA EVARISTO |  | 15º 7' 22.329" S | -39º -13' -51.866" W | 100 | 33 | 400V | 3 | 2016 |  |  | 763 | 45 | 746.8922 | 16.1078 | 16107.7778 |  | 44 | 38.15 | 38150 | 724.85 | 2.222% | 16.1078 | 32.2156 | 730.7844
10141103 | GMT | TRANSFORMADOR | 244 | TRANSFORMADOR MARCA: 244 |  |  | Nampula | BAIRRO DE MUTAUANHA - PILOTO ( BARRACA KHOI-KHOI) |  | 15º 7' 10.357" S | -39º -13' -46.727" W | 160 | 33 | 400V | 3 | 2016 |  |  | 991 | 45 | 970.0789 | 20.9211 | 20921.1111 |  | 44 | 49.55 | 49550 | 941.45 | 2.222% | 20.9211 | 41.8422 | 949.1578
10141103 | GMT | TRANSFORMADOR | 245 | TRANSFORMADOR MARCA: 245 |  |  | Nampula | BAIRRO DE MUTAUANHA - PILOTO (INFANTÁRIO PROVINCIAL) |  | 15º 6' 36.361" S | -39º -14' -32.657" W | 100 | 33 | 400V | 3 | 2016 |  |  | 763 | 45 | 746.8922 | 16.1078 | 16107.7778 |  | 44 | 38.15 | 38150 | 724.85 | 2.222% | 16.1078 | 32.2156 | 730.7844
10141103 | GMT | TRANSFORMADOR | 246 | TRANSFORMADOR MARCA: 246 |  |  | Nampula | BAIRRO DE MUTAUANHA - MECANAGRO |  | 15º 6' 57.464" S | -39º -13' -50.935" W | 50 | 33 | 400V | 3 | 2016 |  |  | 643 | 45 | 629.4256 | 13.5744 | 13574.4444 |  | 44 | 32.15 | 32150 | 610.85 | 2.222% | 13.5744 | 27.1489 | 615.8511
10141103 | GMT | TRANSFORMADOR | 247 | TRANSFORMADOR MARCA: 247 |  |  | Nampula | BAIRRO DE MUTAUANHA - PILOTO ( CUBANITO) |  | 15º 6' 44.747" S | -39º -14' -13.368" W | 100 | 33 | 400V | 3 | 2016 |  |  | 763 | 45 | 746.8922 | 16.1078 | 16107.7778 |  | 44 | 38.15 | 38150 | 724.85 | 2.222% | 16.1078 | 32.2156 | 730.7844
10141103 | GMT | TRANSFORMADOR | 248 | TRANSFORMADOR MARCA: 248 |  |  | Nampula | BAIRRO DE MUTAUANHA - MERCADO CASTILHO |  | 15º 6' 46.28" S | -39º -14' -40.139" W | 100 | 33 | 400V | 3 | 2016 |  |  | 763 | 45 | 746.8922 | 16.1078 | 16107.7778 |  | 44 | 38.15 | 38150 | 724.85 | 2.222% | 16.1078 | 32.2156 | 730.7844
10141103 | GMT | TRANSFORMADOR | 249 | TRANSFORMADOR MARCA: 249 |  |  | Nampula | BAIRRO DE MUTAUANHA - NAPHULO |  | 15º 6' 53.163" S | -39º -14' -55.861" W | 100 | 33 | 400V | 3 | 2016 |  |  | 763 | 45 | 746.8922 | 16.1078 | 16107.7778 |  | 44 | 38.15 | 38150 | 724.85 | 2.222% | 16.1078 | 32.2156 | 730.7844
10141103 | GMT | TRANSFORMADOR | 250 | TRANSFORMADOR MARCA: 250 |  |  | Nampula | BAIRRO DE MUTAUANHA MOAGEM DUARTE |  | 15º 7' 31.771" S | -39º -12' -42.587" W | 100 | 33 | 400V | 3 | 2016 |  |  | 763 | 45 | 746.8922 | 16.1078 | 16107.7778 |  | 44 | 38.15 | 38150 | 724.85 | 2.222% | 16.1078 | 32.2156 | 730.7844
10141103 | GMT | TRANSFORMADOR | 251 | TRANSFORMADOR MARCA: 251 |  |  | Nampula | AVENIDA DE TRABALHO- AO LADO DO MERCADO E EPC MUTHITA |  | 15º 8' 5.879" S | -39º -12' -9.583" W | 50 | 33 | 400V | 3 | 2016 |  |  | 643 | 45 | 629.4256 | 13.5744 | 13574.4444 |  | 44 | 32.15 | 32150 | 610.85 | 2.222% | 13.5744 | 27.1489 | 615.8511
10141103 | GMT | TRANSFORMADOR | 253 | TRANSFORMADOR MARCA: 253 |  |  | Nampula | AVENIDA DE TRABALHO- ANTES DAS CDM AO LADO DO PARQUE DA POLÍCA |  | 15º 7' 6.641" S | -39º -11' -32.471" W | 50 | 33 | 400V | 3 | 2016 |  |  | 643 | 45 | 629.4256 | 13.5744 | 13574.4444 |  | 44 | 32.15 | 32150 | 610.85 | 2.222% | 13.5744 | 27.1489 | 615.8511
10141103 | GMT | TRANSFORMADOR | 254 | TRANSFORMADOR MARCA: 254 |  |  | Nampula | BAIRRO DE MARRERE |  | 15º 7' 6.641" S | -39º -11' -32.471" W | 50 | 33 | 400V | 3 | 2016 |  |  | 643 | 45 | 629.4256 | 13.5744 | 13574.4444 |  | 44 | 32.15 | 32150 | 610.85 | 2.222% | 13.5744 | 27.1489 | 615.8511
10141103 | GMT | TRANSFORMADOR | 256 | TRANSFORMADOR MARCA: 256 |  |  | Nampula | BAIRRO DE MARRERE DESVIO Á DIREITA DA UNILÚRIO |  | 15º 6' 52.113" S | -39º -11' -46.128" W | 250 | 33 | 400V | 3 | 2016 |  |  | 991 | 45 | 970.0789 | 20.9211 | 20921.1111 |  | 44 | 49.55 | 49550 | 941.45 | 2.222% | 20.9211 | 41.8422 | 949.1578
10141103 | GMT | TRANSFORMADOR | 257 | TRANSFORMADOR MARCA: 257 |  |  | Nampula | BAIRRO DE MARRERE ZONA DO CAMPO MUNICIPAL |  | 15º 6' 37.501" S | -39º -12' -21.293" W | 160 | 33 | 400V | 3 | 2016 |  |  | 991 | 45 | 970.0789 | 20.9211 | 20921.1111 |  | 44 | 49.55 | 49550 | 941.45 | 2.222% | 20.9211 | 41.8422 | 949.1578
10141103 | GMT | TRANSFORMADOR | 258 | TRANSFORMADOR MARCA: 258 |  |  | Nampula | BAIRRO DE MARRERE ESTRADA PARA O MERCADO RESTA |  | 15º 21' 55.052" S | -39º -12' -51.838" W | 50 | 33 | 400V | 3 | 2016 |  |  | 643 | 45 | 629.4256 | 13.5744 | 13574.4444 |  | 44 | 32.15 | 32150 | 610.85 | 2.222% | 13.5744 | 27.1489 | 615.8511
10141103 | GMT | TRANSFORMADOR | 259 | TRANSFORMADOR MARCA: 259 |  |  | Nampula | BAIRRO DE NAMUTEQUELIUA -ATRAS DO WINK |  | 15º 7' 1.355" S | -39º -18' -58.539" W | 100 | 33 | 400V | 3 | 2016 |  |  | 763 | 45 | 746.8922 | 16.1078 | 16107.7778 |  | 44 | 38.15 | 38150 | 724.85 | 2.222% | 16.1078 | 32.2156 | 730.7844
10141103 | GMT | TRANSFORMADOR | 260 | TRANSFORMADOR MARCA: 260 |  |  | Nampula | BAIRRO DE NAMUTEQUELIUA - COELHO |  | 15º 7' 11.332" S | -39º -18' -46.526" W | 160 | 33 | 400V | 3 | 2016 |  |  | 991 | 45 | 970.0789 | 20.9211 | 20921.1111 |  | 44 | 49.55 | 49550 | 941.45 | 2.222% | 20.9211 | 41.8422 | 949.1578
10141103 | GMT | TRANSFORMADOR | 261 | TRANSFORMADOR MARCA: 261 |  |  | Nampula | BAIRRO DE NAMUTEQUELIUA - PRÓXIMO DO CONDOMÍNIO TEMÚ |  | 15º 7' 0.167" S | -39º -18' -22.99" W | 160 | 33 | 400V | 3 | 2016 |  |  | 991 | 45 | 970.0789 | 20.9211 | 20921.1111 |  | 44 | 49.55 | 49550 | 941.45 | 2.222% | 20.9211 | 41.8422 | 949.1578
10141103 | GMT | TRANSFORMADOR | 262 | TRANSFORMADOR MARCA: 262 |  |  | Nampula | BAIRRO DE NAMUTEQUELIUA - ATRAS DO EMPRESÁRIO MANQUE |  | 15º 7' 2.495" S | -39º -18' -10.429" W | 160 | 33 | 400V | 3 | 2016 |  |  | 991 | 45 | 970.0789 | 20.9211 | 20921.1111 |  | 44 | 49.55 | 49550 | 941.45 | 2.222% | 20.9211 | 41.8422 | 949.1578
10141103 | GMT | TRANSFORMADOR | 263 | TRANSFORMADOR MARCA: 263 |  |  | Nampula | BAIRRO DE NAMICOPO - ATRÁS DA TRANSPORTADORA NAGI |  | 15º 6' 50.646" S | -39º -18' -11.786" W | 100 | 33 | 400V | 3 | 2016 |  |  | 763 | 45 | 746.8922 | 16.1078 | 16107.7778 |  | 44 | 38.15 | 38150 | 724.85 | 2.222% | 16.1078 | 32.2156 | 730.7844
10141103 | GMT | TRANSFORMADOR | 264 | TRANSFORMADOR MARCA: 264 |  |  | Nampula | BAIRRO DE NAMICOPO -ENTRADA DDO CLUB 5 |  | 15º 6' 43.125" S | -39º -17' -49.362" W | 100 | 33 | 400V | 3 | 2016 |  |  | 763 | 45 | 746.8922 | 16.1078 | 16107.7778 |  | 44 | 38.15 | 38150 | 724.85 | 2.222% | 16.1078 | 32.2156 | 730.7844
10141103 | GMT | TRANSFORMADOR | 265 | TRANSFORMADOR MARCA: 265 |  |  | Nampula | BAIRRO DE MUAHIVIRE PRÓXIMO DO COLEGA DEUASSE- HOSPITAL |  | 15º 7' 49.618" S | -39º -15' -10.133" W | 160 | 33 | 400V | 3 | 2016 |  |  | 991 | 45 | 970.0789 | 20.9211 | 20921.1111 |  | 44 | 49.55 | 49550 | 941.45 | 2.222% | 20.9211 | 41.8422 | 949.1578
10141103 | GMT | TRANSFORMADOR | 266 | TRANSFORMADOR MARCA: 266 |  |  | Nampula | BAIRRO DE NAMUTEQUELIUA- BIM MLADEN |  | 15º 7' 23.279" S | -39º -17' -56.588" W | 50 | 33 | 400V | 3 | 2016 |  |  | 643 | 45 | 629.4256 | 13.5744 | 13574.4444 |  | 44 | 32.15 | 32150 | 610.85 | 2.222% | 13.5744 | 27.1489 | 615.8511
10141103 | GMT | TRANSFORMADOR | 267 | TRANSFORMADOR MARCA: 267 |  |  | Nampula | BAIRRO DE NAMUTEQUELIUA- BIM MLADEN |  | 15º 7' 19.879" S | -39º -17' -43.449" W | 100 | 33 | 400V | 3 | 2016 |  |  | 763 | 45 | 746.8922 | 16.1078 | 16107.7778 |  | 44 | 38.15 | 38150 | 724.85 | 2.222% | 16.1078 | 32.2156 | 730.7844
10141103 | GMT | TRANSFORMADOR | 268 | TRANSFORMADOR MARCA: 268 |  |  | Nampula | BAIRRO DE NAMUTEQUELIUA- MESQUITA JAMBALAO |  | 15º 7' 14.082" S | -39º -17' -45.82" W | 50 | 33 | 400V | 3 | 2016 |  |  | 643 | 45 | 629.4256 | 13.5744 | 13574.4444 |  | 44 | 32.15 | 32150 | 610.85 | 2.222% | 13.5744 | 27.1489 | 615.8511
10141103 | GMT | TRANSFORMADOR | 269 | TRANSFORMADOR MARCA: 269 |  |  | Nampula | BAIRRO DE NAMUTEQUELIUA- EPC COCAMO |  | 15º 7' 4.371" S | -39º -17' -30.026" W | 50 | 33 | 400V | 3 | 2016 |  |  | 643 | 45 | 629.4256 | 13.5744 | 13574.4444 |  | 44 | 32.15 | 32150 | 610.85 | 2.222% | 13.5744 | 27.1489 | 615.8511
10141103 | GMT | TRANSFORMADOR | 270 | TRANSFORMADOR MARCA: 270 |  |  | Nampula | BAIRRO DE NAMUTEQUELIUA- EPC COCAMO |  | 15º 6' 59.976" S | -39º -17' -30.489" W | 50 | 33 | 400V | 3 | 2016 |  |  | 643 | 45 | 629.4256 | 13.5744 | 13574.4444 |  | 44 | 32.15 | 32150 | 610.85 | 2.222% | 13.5744 | 27.1489 | 615.8511
10141103 | GMT | TRANSFORMADOR | 271 | TRANSFORMADOR MARCA: 271 |  |  | Nampula | BAIRRO DE NAMUTEQUELIUA- ENTRADA EPC COCAMO |  | 15º 7' 17.125" S | -39º -17' -33.93" W | 50 | 33 | 400V | 3 | 2016 |  |  | 643 | 45 | 629.4256 | 13.5744 | 13574.4444 |  | 44 | 32.15 | 32150 | 610.85 | 2.222% | 13.5744 | 27.1489 | 615.8511
10141103 | GMT | TRANSFORMADOR | 272 | TRANSFORMADOR MARCA: 272 |  |  | Nampula | BAIRRO DE NAMUTEQUELIUA- CAMPO DOS MACONDES |  | 15º 7' 28.852" S | -39º -17' -26.106" W | 160 | 33 | 400V | 3 | 2016 |  |  | 991 | 45 | 970.0789 | 20.9211 | 20921.1111 |  | 44 | 49.55 | 49550 | 941.45 | 2.222% | 20.9211 | 41.8422 | 949.1578
10141103 | GMT | TRANSFORMADOR | 273 | TRANSFORMADOR MARCA: 273 |  |  | Nampula | BAIRRO DE NAMUTEQUELIUA- CAMPO DOS MACONDES |  | 15º 7' 32.003" S | -39º -17' -31.136" W | 160 | 33 | 400V | 3 | 2016 |  |  | 991 | 45 | 970.0789 | 20.9211 | 20921.1111 |  | 44 | 49.55 | 49550 | 941.45 | 2.222% | 20.9211 | 41.8422 | 949.1578
10141103 | GMT | TRANSFORMADOR | 274 | TRANSFORMADOR MARCA: 274 |  |  | Nampula | BAIRRO DE NAMUTEQUELIUA- KIANE 2 |  | 15º 7' 14.826" S | -39º -17' -24.278" W | 100 | 33 | 400V | 3 | 2016 |  |  | 763 | 45 | 746.8922 | 16.1078 | 16107.7778 |  | 44 | 38.15 | 38150 | 724.85 | 2.222% | 16.1078 | 32.2156 | 730.7844
10141103 | GMT | TRANSFORMADOR | 275 | TRANSFORMADOR MARCA: 275 |  |  | Nampula | BAIRRO DE NAMUTEQUELIUA- REPARAÇAO MOTORIZADAS |  | 15º 7' 3.896" S | -39º -17' -44.734" W | 100 | 33 | 400V | 3 | 2016 |  |  | 763 | 45 | 746.8922 | 16.1078 | 16107.7778 |  | 44 | 38.15 | 38150 | 724.85 | 2.222% | 16.1078 | 32.2156 | 730.7844
10141103 | GMT | TRANSFORMADOR | 277 | TRANSFORMADOR MARCA: 277 |  |  | Nampula | BAIRRO DE MUHALA EXPANSÃO- PROXIMO MOAGEM SAIDE |  | 15º 8' 8.242" S | -39º -17' -45.761" W | 50 | 33 | 400V | 3 | 2016 |  |  | 643 | 45 | 629.4256 | 13.5744 | 13574.4444 |  | 44 | 32.15 | 32150 | 610.85 | 2.222% | 13.5744 | 27.1489 | 615.8511
10141103 | GMT | TRANSFORMADOR | 278 | TRANSFORMADOR MARCA: 278 |  |  | Nampula | BAIRRO DE MUHALA EXPANSÃO- PROXIMO MOAGEM SAIDE |  | 15º 8' 21.5" S | -39º -17' -36.9" W | 100 | 33 | 400V | 3 | 2016 |  |  | 763 | 45 | 746.8922 | 16.1078 | 16107.7778 |  | 44 | 38.15 | 38150 | 724.85 | 2.222% | 16.1078 | 32.2156 | 730.7844
10141103 | GMT | TRANSFORMADOR | 279 | TRANSFORMADOR MARCA: 279 |  |  | Nampula | BAIRRO DE MUHALA EXPANSÃO- CONDOR |  | 15º 8' 17.585" S | -39º -17' -18.767" W | 50 | 33 | 400V | 3 | 2016 |  |  | 643 | 45 | 629.4256 | 13.5744 | 13574.4444 |  | 44 | 32.15 | 32150 | 610.85 | 2.222% | 13.5744 | 27.1489 | 615.8511
10141103 | GMT | TRANSFORMADOR | 280 | TRANSFORMADOR MARCA: 280 |  |  | Nampula | BAIRRO DE MUHALA EXPANSÃO- PROXIMO MOAGEM SAIDE |  | 15º 8' 8.612" S | -39º -17' -36.145" W | 100 | 33 | 400V | 3 | 2016 |  |  | 763 | 45 | 746.8922 | 16.1078 | 16107.7778 |  | 44 | 38.15 | 38150 | 724.85 | 2.222% | 16.1078 | 32.2156 | 730.7844
10141103 | GMT | TRANSFORMADOR | 280 | TRANSFORMADOR MARCA: 280 |  |  | Nampula | BAIRRO DE NAMUTEQUELIUA- POSTO ADMINISTRATIVO DE MUHALA |  | 15º 6' 54.349" S | -39º -17' -2.472" W | 100 | 33 | 400V | 3 | 2016 |  |  | 763 | 45 | 746.8922 | 16.1078 | 16107.7778 |  | 44 | 38.15 | 38150 | 724.85 | 2.222% | 16.1078 | 32.2156 | 730.7844
10141103 | GMT | TRANSFORMADOR | 280 | TRANSFORMADOR MARCA: 280 |  |  | Nampula | BAIRRO DE MUHALA EXPANSÃO- PROXIMO ERNESTINA |  | 15º 8' 10.355" S | -39º -17' -22.41" W | 50 | 33 | 400V | 3 | 2016 |  |  | 643 | 45 | 629.4256 | 13.5744 | 13574.4444 |  | 44 | 32.15 | 32150 | 610.85 | 2.222% | 13.5744 | 27.1489 | 615.8511
10141103 | GMT | TRANSFORMADOR | 281 | TRANSFORMADOR MARCA: 281 |  |  | Nampula | BAIRRO DE MUHALA EXPANSÃO- PRÓXIMO COLEGA ALFINAL |  | 15º 8' 27.637" S | -39º -17' -48.067" W | 100 | 33 | 400V | 3 | 2016 |  |  | 763 | 45 | 746.8922 | 16.1078 | 16107.7778 |  | 44 | 38.15 | 38150 | 724.85 | 2.222% | 16.1078 | 32.2156 | 730.7844
10141103 | GMT | TRANSFORMADOR | 282 | TRANSFORMADOR MARCA: 282 |  |  | Nampula | BAIRRO DE MUHALA EXPANSÃO- ENTRADA PARA O JARDIM |  | 15º 8' 34" S | -39º -18' -0.474" W | 100 | 33 | 400V | 3 | 2016 |  |  | 763 | 45 | 746.8922 | 16.1078 | 16107.7778 |  | 44 | 38.15 | 38150 | 724.85 | 2.222% | 16.1078 | 32.2156 | 730.7844
10141103 | GMT | TRANSFORMADOR | 283 | TRANSFORMADOR MARCA: 283 |  |  | Nampula | BAIRRO DE MUHALA EXPANSÃO- DEPOIS DO JARDIM |  | 15º 8' 6.332" S | -39º -18' -50.226" W | 160 | 33 | 400V | 3 | 2016 |  |  | 991 | 45 | 970.0789 | 20.9211 | 20921.1111 |  | 44 | 49.55 | 49550 | 941.45 | 2.222% | 20.9211 | 41.8422 | 949.1578
10141103 | GMT | TRANSFORMADOR | 284 | TRANSFORMADOR MARCA: 284 |  |  | Nampula | MUAHIVIRE EXPANSÃO , DEPOIS DA BCA DONA ANA |  | 15º 8' 51.906" S | -39º -17' -57.114" W | 100 | 33 | 400V | 3 | 2016 |  |  | 763 | 45 | 746.8922 | 16.1078 | 16107.7778 |  | 44 | 38.15 | 38150 | 724.85 | 2.222% | 16.1078 | 32.2156 | 730.7844
10141103 | GMT | TRANSFORMADOR | 285 | TRANSFORMADOR MARCA: 285 |  |  | Nampula | BAIRRO DE MUAHIVIRE EXPANSÃO- NO CONTROLE |  | 15º 11' 16.569" S | -39º -18' -52.819" W | 50 | 33 | 400V | 3 | 2016 |  |  | 643 | 45 | 629.4256 | 13.5744 | 13574.4444 |  | 44 | 32.15 | 32150 | 610.85 | 2.222% | 13.5744 | 27.1489 | 615.8511
10141103 | GMT | TRANSFORMADOR | 286 | TRANSFORMADOR MARCA: 286 |  |  | Nampula | BAIRRO DE MUTAUANHA - PROXIMO DA IGREJA SÃO JOÃO DE DEUS |  | 15º 6' 47.358" S | -39º -14' -6.57" W | 100 | 33 | 400V | 3 | 2016 |  |  | 763 | 45 | 746.8922 | 16.1078 | 16107.7778 |  | 44 | 38.15 | 38150 | 724.85 | 2.222% | 16.1078 | 32.2156 | 730.7844
10141103 | GMT | TRANSFORMADOR | 287 | TRANSFORMADOR MARCA: 287 |  |  | Nampula | BAIRRO DE MUAHIVIRE EXPANSÃO-DEPOIS DE CRISPIM MERCADINHO |  | 15º 9' 2.576" S | -39º -19' -12.358" W | 100 | 33 | 400V | 3 | 2016 |  |  | 763 | 45 | 746.8922 | 16.1078 | 16107.7778 |  | 44 | 38.15 | 38150 | 724.85 | 2.222% | 16.1078 | 32.2156 | 730.7844
10141103 | GMT | TRANSFORMADOR | 288 | TRANSFORMADOR MARCA: 288 |  |  | Nampula | BAIRRO DE MUHALA EXPANSÃO - OPOSTO AO PTS 287 |  | 15º 8' 50.145" S | -39º -30' -25.923" W | 50 | 33 | 400V | 3 | 2016 |  |  | 643 | 45 | 629.4256 | 13.5744 | 13574.4444 |  | 44 | 32.15 | 32150 | 610.85 | 2.222% | 13.5744 | 27.1489 | 615.8511
10141103 | GMT | TRANSFORMADOR | 289 | TRANSFORMADOR MARCA: 289 |  |  | Nampula | BAIRRO DE MUHALA EXPANSÃO- PROX CONTROL POSTO AGRONOMI |  | 15º 8' 39.766" S | -39º -18' -44.88" W | 50 | 33 | 400V | 3 | 2016 |  |  | 643 | 45 | 629.4256 | 13.5744 | 13574.4444 |  | 44 | 32.15 | 32150 | 610.85 | 2.222% | 13.5744 | 27.1489 | 615.8511
10141103 | GMT | TRANSFORMADOR | 290 | TRANSFORMADOR MARCA: 290 |  |  | Nampula | MUAHIVIRE EXPANSÃO , MERCADO LIMA |  | 15º 9' 8.291" S | -39º -17' -46.314" W | 160 | 33 | 400V | 3 | 2016 |  |  | 991 | 45 | 970.0789 | 20.9211 | 20921.1111 |  | 44 | 49.55 | 49550 | 941.45 | 2.222% | 20.9211 | 41.8422 | 949.1578
10141103 | GMT | TRANSFORMADOR | 291 | TRANSFORMADOR MARCA: 291 |  |  | Nampula | MUAHIVIRE EXPANSÃO ESCOLA SECUNDÁRIA 22 DE AGOSTO |  | 15º 9' 30.505" S | -39º -17' -33.544" W | 100 | 33 | 400V | 3 | 2016 |  |  | 763 | 45 | 746.8922 | 16.1078 | 16107.7778 |  | 44 | 38.15 | 38150 | 724.85 | 2.222% | 16.1078 | 32.2156 | 730.7844
10141103 | GMT | TRANSFORMADOR | 292 | TRANSFORMADOR MARCA: 292 |  |  | Nampula | MUAHIVIRE EXPANSÃO ESCOLA SECUNDÁRIA 22 DE AGOSTO |  | 15º 9' 37.649" S | -39º -17' -21.188" W | 100 | 33 | 400V | 3 | 2016 |  |  | 763 | 45 | 746.8922 | 16.1078 | 16107.7778 |  | 44 | 38.15 | 38150 | 724.85 | 2.222% | 16.1078 | 32.2156 | 730.7844
10141103 | GMT | TRANSFORMADOR | 293 | TRANSFORMADOR MARCA: 293 |  |  | Nampula | MUAHIVIRE EXPANSÃO ESCOLA SECUNDÁRIA 22 DE AGOSTO |  | 15º 9' 45.468" S | -39º -17' -15.2" W | 100 | 33 | 400V | 3 | 2016 |  |  | 763 | 45 | 746.8922 | 16.1078 | 16107.7778 |  | 44 | 38.15 | 38150 | 724.85 | 2.222% | 16.1078 | 32.2156 | 730.7844
10141103 | GMT | TRANSFORMADOR | 294 | TRANSFORMADOR MARCA: 294 |  |  | Nampula | MUAHIVIRE EXPANSÃO , ATRAS DO PATRÃO JOVEM |  | 15º 8' 42.464" S | -39º -17' -34.282" W | 100 | 33 | 400V | 3 | 2016 |  |  | 763 | 45 | 746.8922 | 16.1078 | 16107.7778 |  | 44 | 38.15 | 38150 | 724.85 | 2.222% | 16.1078 | 32.2156 | 730.7844
10141103 | GMT | TRANSFORMADOR | 295 | TRANSFORMADOR MARCA: 295 |  |  | Nampula | MUAHIVIRE EXPANSÃO , ATRAS DO PATRÃO JOVEM |  | 15º 8' 56.337" S | -39º -17' -28.37" W | 100 | 33 | 400V | 3 | 2016 |  |  | 763 | 45 | 746.8922 | 16.1078 | 16107.7778 |  | 44 | 38.15 | 38150 | 724.85 | 2.222% | 16.1078 | 32.2156 | 730.7844
10141103 | GMT | TRANSFORMADOR | 297 | TRANSFORMADOR MARCA: 297 |  |  | Nampula | BAIRRO DE MUHALA EXPANSÃO- FRENTE A CDS |  | 15º 8' 15.264" S | -39º -17' -1.541" W | 50 | 33 | 400V | 3 | 2016 |  |  | 643 | 45 | 629.4256 | 13.5744 | 13574.4444 |  | 44 | 32.15 | 32150 | 610.85 | 2.222% | 13.5744 | 27.1489 | 615.8511
10141103 | GMT | TRANSFORMADOR | 298 | TRANSFORMADOR MARCA: 298 |  |  | Nampula | BAIRRO DE MUHALA EXPANSÃO- RÉGULO NAMPULA/ DR IVALA |  | 15º 8' 3.771" S | -39º -17' -3.805" W | 315 | 33 | 400V | 3 | 2016 |  |  | 1039 | 45 | 1017.0656 | 21.9344 | 21934.4444 |  | 44 | 51.95 | 51950 | 987.05 | 2.222% | 21.9344 | 43.8689 | 995.1311
10141103 | GMT | TRANSFORMADOR | 299 | TRANSFORMADOR MARCA: 299 |  |  | Nampula | BAIRRO DE MUHALA EXPANSÃO- PROXIMO COLEGA DELFIM SALIMO |  | 15º 7' 55.025" S | -39º -16' -56.824" W | 200 | 33 | 400V | 3 | 2016 |  |  | 991 | 45 | 970.0789 | 20.9211 | 20921.1111 |  | 44 | 49.55 | 49550 | 941.45 | 2.222% | 20.9211 | 41.8422 | 949.1578
10141103 | GMT | TRANSFORMADOR | 300 | TRANSFORMADOR MARCA: 300 |  |  | Nampula | MUAHIVIRE EXPANSÃO , MESQUITA NAKULUWE |  | 15º 9' 12.463" S | -39º -16' -24.556" W | 100 | 33 | 400V | 3 | 2016 |  |  | 763 | 45 | 746.8922 | 16.1078 | 16107.7778 |  | 44 | 38.15 | 38150 | 724.85 | 2.222% | 16.1078 | 32.2156 | 730.7844
10141103 | GMT | TRANSFORMADOR | 302 | TRANSFORMADOR MARCA: 302 |  |  | Nampula | MUAHIVIRE EXPANSÃO , ESCOLA NAMITECA |  | 15º 9' 42.728" S | -39º -15' -32.753" W | 160 | 33 | 400V | 3 | 2016 |  |  | 991 | 45 | 970.0789 | 20.9211 | 20921.1111 |  | 44 | 49.55 | 49550 | 941.45 | 2.222% | 20.9211 | 41.8422 | 949.1578
10141103 | GMT | TRANSFORMADOR | 303 | TRANSFORMADOR MARCA: 303 |  |  | Nampula | MUAHIVIRE EXPANSÃO , MESQUITA NAMITECA |  | 15º 9' 17.294" S | -39º -15' -45.423" W | 100 | 33 | 400V | 3 | 2016 |  |  | 763 | 45 | 746.8922 | 16.1078 | 16107.7778 |  | 44 | 38.15 | 38150 | 724.85 | 2.222% | 16.1078 | 32.2156 | 730.7844
10141103 | GMT | TRANSFORMADOR | 304 | TRANSFORMADOR MARCA: 304 |  |  | Nampula | MUAHIVIRE EXPANSÃO , MERCADO NAMITECA |  | 15º 9' 6.648" S | -39º -15' -47.453" W | 100 | 33 | 400V | 3 | 2016 |  |  | 763 | 45 | 746.8922 | 16.1078 | 16107.7778 |  | 44 | 38.15 | 38150 | 724.85 | 2.222% | 16.1078 | 32.2156 | 730.7844
10141103 | GMT | TRANSFORMADOR | 305 | TRANSFORMADOR MARCA: 305 |  |  | Nampula | MUAHIVIRE EXPANSÃO , PRÓXIMO PONTE NAMITECA |  | 15º 8' 50.728" S | -39º -15' -51.421" W | 100 | 33 | 400V | 3 | 2016 |  |  | 763 | 45 | 746.8922 | 16.1078 | 16107.7778 |  | 44 | 38.15 | 38150 | 724.85 | 2.222% | 16.1078 | 32.2156 | 730.7844
10141103 | GMT | TRANSFORMADOR | 306 | TRANSFORMADOR MARCA: 306 |  |  | Nampula | MUAHIVIRE EXPANSÃO , PONTE NAMITECA |  | 15º 8' 39.106" S | -39º -15' -53.116" W | 50 | 33 | 400V | 3 | 2016 |  |  | 643 | 45 | 629.4256 | 13.5744 | 13574.4444 |  | 44 | 32.15 | 32150 | 610.85 | 2.222% | 13.5744 | 27.1489 | 615.8511
10141103 | GMT | TRANSFORMADOR | 307 | TRANSFORMADOR MARCA: 307 |  |  | Nampula | VIA CORRANE - NAMIGONHA |  | 15º 9' 42.943" S | -39º -20' -35.09" W | 100 | 33 | 400V | 3 | 2016 |  |  | 763 | 45 | 746.8922 | 16.1078 | 16107.7778 |  | 44 | 38.15 | 38150 | 724.85 | 2.222% | 16.1078 | 32.2156 | 730.7844
10141103 | GMT | TRANSFORMADOR | 308 | TRANSFORMADOR MARCA: 308 |  |  | Nampula | BAIRRO DE MUTAUANHA PILOTO ATRAS DO CEMITÉRIO NOVO |  | 15º 6' 59.139" S | -39º -13' -35.592" W | 50 | 33 | 400V | 3 | 2016 |  |  | 643 | 45 | 629.4256 | 13.5744 | 13574.4444 |  | 44 | 32.15 | 32150 | 610.85 | 2.222% | 13.5744 | 27.1489 | 615.8511
10141103 | GMT | TRANSFORMADOR | PTS 57 | TRANSFORMADOR MARCA: CUAMBA PTS 57 |  | CUAMBA | CUAMBA | NHELIUA |  | 14º 38' 20.537" S | -36º -21' -45.305" W | 100 | 33KV | 400V | 3 | 2016 |  |  | 763 | 45 | 746.8922 | 16.1078 | 16107.7778 |  | 44 | 38.15 | 38150 | 724.85 | 2.222% | 16.1078 | 32.2156 | 730.7844
10141103 | GMT | TRANSFORMADOR | PT52 | TRANSFORMADOR MARCA:Ormazabal PT52 PT52 | Rua nº2 - (Manga Moagem) | PT52 | BEIRA | SOFALA |  | 695942.1 | 7813063 | 250 | 22 | 0.4 | 3 | 2016 | Ormazabal | 60076 | 953 | 45 | 932.8811 | 20.1189 | 20118.8889 |  | 44 | 47.65 | 47650 | 905.35 | 2.222% | 20.1189 | 40.2378 | 912.7622
10141103 | GMT | TRANSFORMADOR | PT 55 RE | TRANSFORMADOR MARCA:Powertech PT 55 RE | Maxixe |  | Inhambane |  |  | 32,2942313 | -23,8062027 | 100 | 33 | 0,4 | 3Φ | 2016 | Powertech | 10854301/06 | 763 | 45 | 746.8922 | 16.1078 | 16107.7778 |  | 44 | 38.15 | 38150 | 724.85 | 2.222% | 16.1078 | 32.2156 | 730.7844
10141103 | GMT | TRANSFORMADOR | 105 | TRANSFORMADOR MARCA:NEI Transformers 105 |  |  | Ribaue | Reassentamento - Ribaue |  | 15°6'23.771" | 39°15'25.887" | 25 | 33 | 400V | 3 | 2016 | NEI Transformers | 20504908/01 | 643 | 45 | 629.4256 | 13.5744 | 13574.4444 |  | 44 | 32.15 | 32150 | 610.85 | 2.222% | 13.5744 | 27.1489 | 615.8511
10141103 | GMT | TRANSFORMADOR | 110 | TRANSFORMADOR MARCA:IMEFY 110 |  |  | Mecuburi | NAMINA Reacentamento |  | 15°11'23.346" | 39°16'2.146" | 25 | 33 | 400V | 3 | 2016 | IMEFY | 134445 | 643 | 45 | 629.4256 | 13.5744 | 13574.4444 |  | 44 | 32.15 | 32150 | 610.85 | 2.222% | 13.5744 | 27.1489 | 615.8511
10141103 | GMT | TRANSFORMADOR | 133 | TRANSFORMADOR MARCA:Tusco Transformer 133 |  |  | Nampula | VILA DE ANCHILO- CASAS REASSENTAMENTO |  | 15°8'7.933" | 39°24'13.567" | 100 | 11 | 400V | 3 | 2016 | Tusco Transformer | 487835 | 763 | 45 | 746.8922 | 16.1078 | 16107.7778 |  | 44 | 38.15 | 38150 | 724.85 | 2.222% | 16.1078 | 32.2156 | 730.7844
10141103 | GMT | TRANSFORMADOR | 212 | TRANSFORMADOR MARCA:EFACEC 212 |  |  | Nampula | MUAHIVIRE EXPANSÃO , ATRAS DO CONDOMÍNIOA ARMINDO GONÇALVES |  | 15º 8' 14.459" S | -42º -4' -29.549" W | 100 | 33 | 400V | 3 | 2016 | EFACEC | 26586.2 | 763 | 45 | 746.8922 | 16.1078 | 16107.7778 |  | 44 | 38.15 | 38150 | 724.85 | 2.222% | 16.1078 | 32.2156 | 730.7844
10141103 | GMT | TRANSFORMADOR | 213 | TRANSFORMADOR MARCA:Fuji Tusco 213 |  |  | Nampula | BAIRRO DE NAMUTEQUELIUA- BIM MLADEN |  | 15º 7' 30" S | -39º -17' -44.267" W | 500 | 33 | 400V | 3 | 2016 | Fuji Tusco | 601176 | 1200 | 45 | 1174.6667 | 25.3333 | 25333.3333 |  | 44 | 60 | 60000 | 1140 | 2.222% | 25.3333 | 50.6667 | 1149.3333
10141103 | GMT | TRANSFORMADOR | 214 | TRANSFORMADOR MARCA:EFACEC 214 |  |  | Nampula | MUAHIVIRE EXPANSÃO , ATRAS DO CONDOMÍNIOA ARMINDO GONÇALVES |  | 15º 8' 58.469" S | -39º -17' -15.405" W | 200 | 33 | 400V | 3 | 2016 | EFACEC | E000228,03 | 991 | 45 | 970.0789 | 20.9211 | 20921.1111 |  | 44 | 49.55 | 49550 | 941.45 | 2.222% | 20.9211 | 41.8422 | 949.1578
10141103 | GMT | TRANSFORMADOR | 215 | TRANSFORMADOR MARCA:ASTOR 215 |  |  | Nampula | MUAHIVIRE EXPANSÃO ATRAS DO ESTÁDIO MUNICIPAL |  | 15º 10' 20.979" S | -39º -18' -4.311" W | 100 | 33 | 400V | 3 | 2016 | ASTOR | 17-13315 | 763 | 45 | 746.8922 | 16.1078 | 16107.7778 |  | 44 | 38.15 | 38150 | 724.85 | 2.222% | 16.1078 | 32.2156 | 730.7844
10141103 | GMT | TRANSFORMADOR | 216 | TRANSFORMADOR MARCA:ITB 216 |  |  | Nampula | BAIRRO DE NAMUTEQUELIUA- PROLONGAMENTO POSTO ADM. MUH |  | 15º 6' 57.262" S | -39º -17' -15.04" W | 315 | 11 | 400V | 3 | 2016 | ITB | 782621 | 840 | 45 | 822.2667 | 17.7333 | 17733.3333 |  | 44 | 42 | 42000 | 798 | 2.222% | 17.7333 | 35.4667 | 804.5333
10141103 | GMT | TRANSFORMADOR | 217 | TRANSFORMADOR MARCA:Tusco Transformer 217 |  |  | Nampula | BAIRRO DE NAMICOPO - PROXIMO CEMITÉRIO LOPES |  | 15º 6' 39.126" S | -39º -17' -20.745" W | 250 | 11 | 400V | 3 | 2016 | Tusco Transformer | 487741 | 840 | 45 | 822.2667 | 17.7333 | 17733.3333 |  | 44 | 42 | 42000 | 798 | 2.222% | 17.7333 | 35.4667 | 804.5333
10141103 | GMT | TRANSFORMADOR | 221 | TRANSFORMADOR MARCA:Power Tech 221 |  |  | Nampula | BAIRRO DE MUTAUANHA DEPOIS DO POSTO ADMINISTRATIVO MUATALA |  | 15º 8' 42.187" S | -39º -13' -34.395" W | 100 | 33 | 400V | 3 | 2016 | Power Tech | 20839202/01 | 763 | 45 | 746.8922 | 16.1078 | 16107.7778 |  | 44 | 38.15 | 38150 | 724.85 | 2.222% | 16.1078 | 32.2156 | 730.7844
10141103 | GMT | TRANSFORMADOR | 230 | TRANSFORMADOR MARCA:PowerTach 230 |  |  | Nampula | BAIRRO DE MUTAUANHA ZONA DO COLEGA CANHAUA |  | 15º 7' 55.628" S | -39º -13' -16.553" W | 100 | 33 | 400V | 3 | 2016 | PowerTach | 10826202/02 | 763 | 45 | 746.8922 | 16.1078 | 16107.7778 |  | 44 | 38.15 | 38150 | 724.85 | 2.222% | 16.1078 | 32.2156 | 730.7844
10141103 | GMT | TRANSFORMADOR | 231 | TRANSFORMADOR MARCA:PowerTach 231 |  |  | Nampula | BAIRRO DE MUTAUANHA RECINTO DO POSTO ADMINISTRATIVO MUATALA |  | 15º 8' 24.26" S | -39º -13' -27.439" W | 160 | 33 | 400V | 3 | 2016 | PowerTach | 10828801/10 | 991 | 45 | 970.0789 | 20.9211 | 20921.1111 |  | 44 | 49.55 | 49550 | 941.45 | 2.222% | 20.9211 | 41.8422 | 949.1578
10141103 | GMT | TRANSFORMADOR | 232 | TRANSFORMADOR MARCA:PowerTach 232 |  |  | Nampula | AVENIDA DE TRABALHO- BOMBAS CAPITAL OIL |  | 15º 7' 17.862" S | -39º -12' -53.831" W | 200 | 33 | 400V | 3 | 2016 | PowerTach | 1099810/04 | 991 | 45 | 970.0789 | 20.9211 | 20921.1111 |  | 44 | 49.55 | 49550 | 941.45 | 2.222% | 20.9211 | 41.8422 | 949.1578
10141103 | GMT | TRANSFORMADOR | 234 | TRANSFORMADOR MARCA:Power Tech 234 |  |  | Nampula | BAIRRO DE MUTAUANHA ZONA DO COLEGA CANHAUA |  | 15º 8' 10.342" S | -39º -13' -14.022" W | 100 | 33 | 400V | 3 | 2016 | Power Tech | 10839202/02 | 763 | 45 | 746.8922 | 16.1078 | 16107.7778 |  | 44 | 38.15 | 38150 | 724.85 | 2.222% | 16.1078 | 32.2156 | 730.7844
10141103 | GMT | TRANSFORMADOR | 235 | TRANSFORMADOR MARCA:Power Tech 235 |  |  | Nampula | REASSENTADO IREXENE |  | 15º 6' 46.28" S | -39º -14' -40.139" W | 25 | 33 | 400V | 3 | 2016 | Power Tech | 10839203/10 | 643 | 45 | 629.4256 | 13.5744 | 13574.4444 |  | 44 | 32.15 | 32150 | 610.85 | 2.222% | 13.5744 | 27.1489 | 615.8511
10141103 | GMT | TRANSFORMADOR | 239 | TRANSFORMADOR MARCA:Zent Transformer 239 |  |  | Nampula | BAIRRO DE MUTAUANHA DEPOIS DO POSTO ADMINISTRATIVO MUATALA |  | 15º 8' 13.91" S | -39º -13' -27.194" W | 50 | 33 | 400V | 3 | 2016 | Zent Transformer | T0047T039 | 643 | 45 | 629.4256 | 13.5744 | 13574.4444 |  | 44 | 32.15 | 32150 | 610.85 | 2.222% | 13.5744 | 27.1489 | 615.8511
10141103 | GMT | TRANSFORMADOR | 240 | TRANSFORMADOR MARCA:IMEFY 240 |  |  | Nampula | BAIRRO DE MUTAUANHA DEPOIS DO POSTO ADMINISTRATIVO MUATALA |  | 15º 7' 34.679" S | -39º -13' -37.674" W | 50 | 33 | 400V | 3 | 2016 | IMEFY | 134458 | 643 | 45 | 629.4256 | 13.5744 | 13574.4444 |  | 44 | 32.15 | 32150 | 610.85 | 2.222% | 13.5744 | 27.1489 | 615.8511
10141103 | GMT | TRANSFORMADOR | 241 | TRANSFORMADOR MARCA:Power Tech 241 |  |  | Nampula | BAIRRO DE MUTAUANHA PILOTO- DEPOIS DO COLEGA COMALA MERCADO |  | 15º 7' 37.18" S | -39º -13' -42.836" W | 100 | 33 | 400V | 3 | 2016 | Power Tech | 10984/04 | 763 | 45 | 746.8922 | 16.1078 | 16107.7778 |  | 44 | 38.15 | 38150 | 724.85 | 2.222% | 16.1078 | 32.2156 | 730.7844
10141103 | GMT | TRANSFORMADOR | 242 | TRANSFORMADOR MARCA:Power Tech 242 |  |  | Nampula | BAIRRO DE MUTAUANHA- DEPOIS DO COLEGA COMALA ANTES DA ESCOLA |  | 15º 7' 23.874" S | -39º -13' -36.489" W | 100 | 33 | 400V | 3 | 2016 | Power Tech | 10828902/01 | 763 | 45 | 746.8922 | 16.1078 | 16107.7778 |  | 44 | 38.15 | 38150 | 724.85 | 2.222% | 16.1078 | 32.2156 | 730.7844
10141103 | GMT | TRANSFORMADOR | 243 | TRANSFORMADOR MARCA:Power Tech 243 |  |  | Nampula | BAIRRO DE MUTAUANHA PILOTO PROXIMO COLEGA EVARISTO |  | 15º 7' 22.329" S | -39º -13' -51.866" W | 100 | 33 | 400V | 3 | 2016 | Power Tech | 10828901/01 | 763 | 45 | 746.8922 | 16.1078 | 16107.7778 |  | 44 | 38.15 | 38150 | 724.85 | 2.222% | 16.1078 | 32.2156 | 730.7844
10141103 | GMT | TRANSFORMADOR | 244 | TRANSFORMADOR MARCA:MISSING PLATE 244 |  |  | Nampula | BAIRRO DE MUTAUANHA - PILOTO ( BARRACA KHOI-KHOI) |  | 15º 7' 10.357" S | -39º -13' -46.727" W | 160 | 33 | 400V | 3 | 2016 | MISSING PLATE |  | 991 | 45 | 970.0789 | 20.9211 | 20921.1111 |  | 44 | 49.55 | 49550 | 941.45 | 2.222% | 20.9211 | 41.8422 | 949.1578
10141103 | GMT | TRANSFORMADOR | 245 | TRANSFORMADOR MARCA:PowerTech 245 |  |  | Nampula | BAIRRO DE MUTAUANHA - PILOTO (INFANTÁRIO PROVINCIAL) |  | 15º 6' 36.361" S | -39º -14' -32.657" W | 100 | 33 | 400V | 3 | 2016 | PowerTech | 108521401/01 | 763 | 45 | 746.8922 | 16.1078 | 16107.7778 |  | 44 | 38.15 | 38150 | 724.85 | 2.222% | 16.1078 | 32.2156 | 730.7844
10141103 | GMT | TRANSFORMADOR | 246 | TRANSFORMADOR MARCA:Vandalizado 246 |  |  | Nampula | BAIRRO DE MUTAUANHA - MECANAGRO |  | 15º 6' 57.464" S | -39º -13' -50.935" W | 50 | 33 | 400V | 3 | 2016 | Vandalizado | Vandalizado | 643 | 45 | 629.4256 | 13.5744 | 13574.4444 |  | 44 | 32.15 | 32150 | 610.85 | 2.222% | 13.5744 | 27.1489 | 615.8511
10141103 | GMT | TRANSFORMADOR | 247 | TRANSFORMADOR MARCA:Fuji Tusco 247 |  |  | Nampula | BAIRRO DE MUTAUANHA - PILOTO ( CUBANITO) |  | 15º 6' 44.747" S | -39º -14' -13.368" W | 100 | 33 | 400V | 3 | 2016 | Fuji Tusco | 601156 | 763 | 45 | 746.8922 | 16.1078 | 16107.7778 |  | 44 | 38.15 | 38150 | 724.85 | 2.222% | 16.1078 | 32.2156 | 730.7844
10141103 | GMT | TRANSFORMADOR | 248 | TRANSFORMADOR MARCA:PowerTech 248 |  |  | Nampula | BAIRRO DE MUTAUANHA - MERCADO CASTILHO |  | 15º 6' 46.28" S | -39º -14' -40.139" W | 100 | 33 | 400V | 3 | 2016 | PowerTech | 1121441/01 | 763 | 45 | 746.8922 | 16.1078 | 16107.7778 |  | 44 | 38.15 | 38150 | 724.85 | 2.222% | 16.1078 | 32.2156 | 730.7844
10141103 | GMT | TRANSFORMADOR | 249 | TRANSFORMADOR MARCA:Danificado pelas 249 |  |  | Nampula | BAIRRO DE MUTAUANHA - NAPHULO |  | 15º 6' 53.163" S | -39º -14' -55.861" W | 100 | 33 | 400V | 3 | 2016 | Danificado pelas | Transformador | 763 | 45 | 746.8922 | 16.1078 | 16107.7778 |  | 44 | 38.15 | 38150 | 724.85 | 2.222% | 16.1078 | 32.2156 | 730.7844
10141103 | GMT | TRANSFORMADOR | 250 | TRANSFORMADOR MARCA:Fuji Tusco 250 |  |  | Nampula | BAIRRO DE MUTAUANHA MOAGEM DUARTE |  | 15º 7' 31.771" S | -39º -12' -42.587" W | 100 | 33 | 400V | 3 | 2016 | Fuji Tusco | 601214 | 763 | 45 | 746.8922 | 16.1078 | 16107.7778 |  | 44 | 38.15 | 38150 | 724.85 | 2.222% | 16.1078 | 32.2156 | 730.7844
10141103 | GMT | TRANSFORMADOR | 251 | TRANSFORMADOR MARCA:Power Tech 251 |  |  | Nampula | AVENIDA DE TRABALHO- AO LADO DO MERCADO E EPC MUTHITA |  | 15º 8' 5.879" S | -39º -12' -9.583" W | 50 | 33 | 400V | 3 | 2016 | Power Tech | 10828902/03 | 643 | 45 | 629.4256 | 13.5744 | 13574.4444 |  | 44 | 32.15 | 32150 | 610.85 | 2.222% | 13.5744 | 27.1489 | 615.8511
10141103 | GMT | TRANSFORMADOR | 253 | TRANSFORMADOR MARCA:Power Tech 253 |  |  | Nampula | AVENIDA DE TRABALHO- ANTES DAS CDM AO LADO DO PARQUE DA POLÍCA |  | 15º 7' 6.641" S | -39º -11' -32.471" W | 50 | 33 | 400V | 3 | 2016 | Power Tech | 20914801/01 | 643 | 45 | 629.4256 | 13.5744 | 13574.4444 |  | 44 | 32.15 | 32150 | 610.85 | 2.222% | 13.5744 | 27.1489 | 615.8511
10141103 | GMT | TRANSFORMADOR | 254 | TRANSFORMADOR MARCA:Power Tech 254 |  |  | Nampula | BAIRRO DE MARRERE |  | 15º 7' 6.641" S | -39º -11' -32.471" W | 50 | 33 | 400V | 3 | 2016 | Power Tech | 20914801/02 | 643 | 45 | 629.4256 | 13.5744 | 13574.4444 |  | 44 | 32.15 | 32150 | 610.85 | 2.222% | 13.5744 | 27.1489 | 615.8511
10141103 | GMT | TRANSFORMADOR | 256 | TRANSFORMADOR MARCA:Power Tech 256 |  |  | Nampula | BAIRRO DE MARRERE DESVIO Á DIREITA DA UNILÚRIO |  | 15º 6' 52.113" S | -39º -11' -46.128" W | 250 | 33 | 400V | 3 | 2016 | Power Tech | 20865401/01 | 991 | 45 | 970.0789 | 20.9211 | 20921.1111 |  | 44 | 49.55 | 49550 | 941.45 | 2.222% | 20.9211 | 41.8422 | 949.1578
10141103 | GMT | TRANSFORMADOR | 257 | TRANSFORMADOR MARCA:Power Tech 257 |  |  | Nampula | BAIRRO DE MARRERE ZONA DO CAMPO MUNICIPAL |  | 15º 6' 37.501" S | -39º -12' -21.293" W | 160 | 33 | 400V | 3 | 2016 | Power Tech | 10854301/03 | 991 | 45 | 970.0789 | 20.9211 | 20921.1111 |  | 44 | 49.55 | 49550 | 941.45 | 2.222% | 20.9211 | 41.8422 | 949.1578
10141103 | GMT | TRANSFORMADOR | 258 | TRANSFORMADOR MARCA:Power Tech 258 |  |  | Nampula | BAIRRO DE MARRERE ESTRADA PARA O MERCADO RESTA |  | 15º 21' 55.052" S | -39º -12' -51.838" W | 50 | 33 | 400V | 3 | 2016 | Power Tech | 10828703/03 | 643 | 45 | 629.4256 | 13.5744 | 13574.4444 |  | 44 | 32.15 | 32150 | 610.85 | 2.222% | 13.5744 | 27.1489 | 615.8511
10141103 | GMT | TRANSFORMADOR | 259 | TRANSFORMADOR MARCA:Zent Transformer 259 |  |  | Nampula | BAIRRO DE NAMUTEQUELIUA -ATRAS DO WINK |  | 15º 7' 1.355" S | -39º -18' -58.539" W | 100 | 33 | 400V | 3 | 2016 | Zent Transformer | T0047T087 | 763 | 45 | 746.8922 | 16.1078 | 16107.7778 |  | 44 | 38.15 | 38150 | 724.85 | 2.222% | 16.1078 | 32.2156 | 730.7844
10141103 | GMT | TRANSFORMADOR | 260 | TRANSFORMADOR MARCA:Power Tech 260 |  |  | Nampula | BAIRRO DE NAMUTEQUELIUA - COELHO |  | 15º 7' 11.332" S | -39º -18' -46.526" W | 160 | 33 | 400V | 3 | 2016 | Power Tech | 10828202/05 | 991 | 45 | 970.0789 | 20.9211 | 20921.1111 |  | 44 | 49.55 | 49550 | 941.45 | 2.222% | 20.9211 | 41.8422 | 949.1578
10141103 | GMT | TRANSFORMADOR | 261 | TRANSFORMADOR MARCA:Power Tech 261 |  |  | Nampula | BAIRRO DE NAMUTEQUELIUA - PRÓXIMO DO CONDOMÍNIO TEMÚ |  | 15º 7' 0.167" S | -39º -18' -22.99" W | 160 | 33 | 400V | 3 | 2016 | Power Tech | 10828303/08 | 991 | 45 | 970.0789 | 20.9211 | 20921.1111 |  | 44 | 49.55 | 49550 | 941.45 | 2.222% | 20.9211 | 41.8422 | 949.1578
10141103 | GMT | TRANSFORMADOR | 262 | TRANSFORMADOR MARCA:Power Tech 262 |  |  | Nampula | BAIRRO DE NAMUTEQUELIUA - ATRAS DO EMPRESÁRIO MANQUE |  | 15º 7' 2.495" S | -39º -18' -10.429" W | 160 | 33 | 400V | 3 | 2016 | Power Tech | 10858501/01 | 991 | 45 | 970.0789 | 20.9211 | 20921.1111 |  | 44 | 49.55 | 49550 | 941.45 | 2.222% | 20.9211 | 41.8422 | 949.1578
10141103 | GMT | TRANSFORMADOR | 263 | TRANSFORMADOR MARCA:Power Tech 263 |  |  | Nampula | BAIRRO DE NAMICOPO - ATRÁS DA TRANSPORTADORA NAGI |  | 15º 6' 50.646" S | -39º -18' -11.786" W | 100 | 33 | 400V | 3 | 2016 | Power Tech | 10828201/06 | 763 | 45 | 746.8922 | 16.1078 | 16107.7778 |  | 44 | 38.15 | 38150 | 724.85 | 2.222% | 16.1078 | 32.2156 | 730.7844
10141103 | GMT | TRANSFORMADOR | 264 | TRANSFORMADOR MARCA:Power Tech 264 |  |  | Nampula | BAIRRO DE NAMICOPO -ENTRADA DDO CLUB 5 |  | 15º 6' 43.125" S | -39º -17' -49.362" W | 100 | 33 | 400V | 3 | 2016 | Power Tech | 10898202/08 | 763 | 45 | 746.8922 | 16.1078 | 16107.7778 |  | 44 | 38.15 | 38150 | 724.85 | 2.222% | 16.1078 | 32.2156 | 730.7844
10141103 | GMT | TRANSFORMADOR | 265 | TRANSFORMADOR MARCA:Power Tech 265 |  |  | Nampula | BAIRRO DE MUAHIVIRE PRÓXIMO DO COLEGA DEUASSE- HOSPITAL |  | 15º 7' 49.618" S | -39º -15' -10.133" W | 160 | 33 | 400V | 3 | 2016 | Power Tech | 10828201/05 | 991 | 45 | 970.0789 | 20.9211 | 20921.1111 |  | 44 | 49.55 | 49550 | 941.45 | 2.222% | 20.9211 | 41.8422 | 949.1578
10141103 | GMT | TRANSFORMADOR | 266 | TRANSFORMADOR MARCA:Fuji Tusco 266 |  |  | Nampula | BAIRRO DE NAMUTEQUELIUA- BIM MLADEN |  | 15º 7' 23.279" S | -39º -17' -56.588" W | 50 | 33 | 400V | 3 | 2016 | Fuji Tusco | 581376 | 643 | 45 | 629.4256 | 13.5744 | 13574.4444 |  | 44 | 32.15 | 32150 | 610.85 | 2.222% | 13.5744 | 27.1489 | 615.8511
10141103 | GMT | TRANSFORMADOR | 267 | TRANSFORMADOR MARCA:Fuji Tusco 267 |  |  | Nampula | BAIRRO DE NAMUTEQUELIUA- BIM MLADEN |  | 15º 7' 19.879" S | -39º -17' -43.449" W | 100 | 33 | 400V | 3 | 2016 | Fuji Tusco | 581378 | 763 | 45 | 746.8922 | 16.1078 | 16107.7778 |  | 44 | 38.15 | 38150 | 724.85 | 2.222% | 16.1078 | 32.2156 | 730.7844
10141103 | GMT | TRANSFORMADOR | 268 | TRANSFORMADOR MARCA:Power Tech 268 |  |  | Nampula | BAIRRO DE NAMUTEQUELIUA- MESQUITA JAMBALAO |  | 15º 7' 14.082" S | -39º -17' -45.82" W | 50 | 33 | 400V | 3 | 2016 | Power Tech | 10839202/01 | 643 | 45 | 629.4256 | 13.5744 | 13574.4444 |  | 44 | 32.15 | 32150 | 610.85 | 2.222% | 13.5744 | 27.1489 | 615.8511
10141103 | GMT | TRANSFORMADOR | 269 | TRANSFORMADOR MARCA:Power Tech 269 |  |  | Nampula | BAIRRO DE NAMUTEQUELIUA- EPC COCAMO |  | 15º 7' 4.371" S | -39º -17' -30.026" W | 50 | 33 | 400V | 3 | 2016 | Power Tech | 10828701/06 | 643 | 45 | 629.4256 | 13.5744 | 13574.4444 |  | 44 | 32.15 | 32150 | 610.85 | 2.222% | 13.5744 | 27.1489 | 615.8511
10141103 | GMT | TRANSFORMADOR | 270 | TRANSFORMADOR MARCA:Power Tech 270 |  |  | Nampula | BAIRRO DE NAMUTEQUELIUA- EPC COCAMO |  | 15º 6' 59.976" S | -39º -17' -30.489" W | 50 | 33 | 400V | 3 | 2016 | Power Tech | 10838204/05 | 643 | 45 | 629.4256 | 13.5744 | 13574.4444 |  | 44 | 32.15 | 32150 | 610.85 | 2.222% | 13.5744 | 27.1489 | 615.8511
10141103 | GMT | TRANSFORMADOR | 271 | TRANSFORMADOR MARCA:Power Tech 271 |  |  | Nampula | BAIRRO DE NAMUTEQUELIUA- ENTRADA EPC COCAMO |  | 15º 7' 17.125" S | -39º -17' -33.93" W | 50 | 33 | 400V | 3 | 2016 | Power Tech | 10828204/06 | 643 | 45 | 629.4256 | 13.5744 | 13574.4444 |  | 44 | 32.15 | 32150 | 610.85 | 2.222% | 13.5744 | 27.1489 | 615.8511
10141103 | GMT | TRANSFORMADOR | 272 | TRANSFORMADOR MARCA:Power Tech 272 |  |  | Nampula | BAIRRO DE NAMUTEQUELIUA- CAMPO DOS MACONDES |  | 15º 7' 28.852" S | -39º -17' -26.106" W | 160 | 33 | 400V | 3 | 2016 | Power Tech | 10828901/04 | 991 | 45 | 970.0789 | 20.9211 | 20921.1111 |  | 44 | 49.55 | 49550 | 941.45 | 2.222% | 20.9211 | 41.8422 | 949.1578
10141103 | GMT | TRANSFORMADOR | 273 | TRANSFORMADOR MARCA:Power Tech 273 |  |  | Nampula | BAIRRO DE NAMUTEQUELIUA- CAMPO DOS MACONDES |  | 15º 7' 32.003" S | -39º -17' -31.136" W | 160 | 33 | 400V | 3 | 2016 | Power Tech | 10828801/04 | 991 | 45 | 970.0789 | 20.9211 | 20921.1111 |  | 44 | 49.55 | 49550 | 941.45 | 2.222% | 20.9211 | 41.8422 | 949.1578
10141103 | GMT | TRANSFORMADOR | 274 | TRANSFORMADOR MARCA:Power Tech 274 |  |  | Nampula | BAIRRO DE NAMUTEQUELIUA- KIANE 2 |  | 15º 7' 14.826" S | -39º -17' -24.278" W | 100 | 33 | 400V | 3 | 2016 | Power Tech | 10858401/02 | 763 | 45 | 746.8922 | 16.1078 | 16107.7778 |  | 44 | 38.15 | 38150 | 724.85 | 2.222% | 16.1078 | 32.2156 | 730.7844
10141103 | GMT | TRANSFORMADOR | 275 | TRANSFORMADOR MARCA:Power Tech 275 |  |  | Nampula | BAIRRO DE NAMUTEQUELIUA- REPARAÇAO MOTORIZADAS |  | 15º 7' 3.896" S | -39º -17' -44.734" W | 100 | 33 | 400V | 3 | 2016 | Power Tech | 10328301/06 | 763 | 45 | 746.8922 | 16.1078 | 16107.7778 |  | 44 | 38.15 | 38150 | 724.85 | 2.222% | 16.1078 | 32.2156 | 730.7844
10141103 | GMT | TRANSFORMADOR | 277 | TRANSFORMADOR MARCA:Power Tech 277 |  |  | Nampula | BAIRRO DE MUHALA EXPANSÃO- PROXIMO MOAGEM SAIDE |  | 15º 8' 8.242" S | -39º -17' -45.761" W | 50 | 33 | 400V | 3 | 2016 | Power Tech | 10828902/05 | 643 | 45 | 629.4256 | 13.5744 | 13574.4444 |  | 44 | 32.15 | 32150 | 610.85 | 2.222% | 13.5744 | 27.1489 | 615.8511
10141103 | GMT | TRANSFORMADOR | 278 | TRANSFORMADOR MARCA:Power Tech 278 |  |  | Nampula | BAIRRO DE MUHALA EXPANSÃO- PROXIMO MOAGEM SAIDE |  | 15º 8' 21.5" S | -39º -17' -36.9" W | 100 | 33 | 400V | 3 | 2016 | Power Tech | 20365401/01 | 763 | 45 | 746.8922 | 16.1078 | 16107.7778 |  | 44 | 38.15 | 38150 | 724.85 | 2.222% | 16.1078 | 32.2156 | 730.7844
10141103 | GMT | TRANSFORMADOR | 279 | TRANSFORMADOR MARCA:Power Tech 279 |  |  | Nampula | BAIRRO DE MUHALA EXPANSÃO- CONDOR |  | 15º 8' 17.585" S | -39º -17' -18.767" W | 50 | 33 | 400V | 3 | 2016 | Power Tech | 10828902/04 | 643 | 45 | 629.4256 | 13.5744 | 13574.4444 |  | 44 | 32.15 | 32150 | 610.85 | 2.222% | 13.5744 | 27.1489 | 615.8511
10141103 | GMT | TRANSFORMADOR | 280 | TRANSFORMADOR MARCA:Power Tech 280 |  |  | Nampula | BAIRRO DE MUHALA EXPANSÃO- PROXIMO MOAGEM SAIDE |  | 15º 8' 8.612" S | -39º -17' -36.145" W | 100 | 33 | 400V | 3 | 2016 | Power Tech | 10828201/01 | 763 | 45 | 746.8922 | 16.1078 | 16107.7778 |  | 44 | 38.15 | 38150 | 724.85 | 2.222% | 16.1078 | 32.2156 | 730.7844
10141103 | GMT | TRANSFORMADOR | 280 | TRANSFORMADOR MARCA:Power Tech 280 |  |  | Nampula | BAIRRO DE NAMUTEQUELIUA- POSTO ADMINISTRATIVO DE MUHALA |  | 15º 6' 54.349" S | -39º -17' -2.472" W | 100 | 33 | 400V | 3 | 2016 | Power Tech | 10839202/05 | 763 | 45 | 746.8922 | 16.1078 | 16107.7778 |  | 44 | 38.15 | 38150 | 724.85 | 2.222% | 16.1078 | 32.2156 | 730.7844
10141103 | GMT | TRANSFORMADOR | 280 | TRANSFORMADOR MARCA:Power Tech 280 |  |  | Nampula | BAIRRO DE MUHALA EXPANSÃO- PROXIMO ERNESTINA |  | 15º 8' 10.355" S | -39º -17' -22.41" W | 50 | 33 | 400V | 3 | 2016 | Power Tech | 10828701/04 | 643 | 45 | 629.4256 | 13.5744 | 13574.4444 |  | 44 | 32.15 | 32150 | 610.85 | 2.222% | 13.5744 | 27.1489 | 615.8511
10141103 | GMT | TRANSFORMADOR | 281 | TRANSFORMADOR MARCA:Power Tech 281 |  |  | Nampula | BAIRRO DE MUHALA EXPANSÃO- PRÓXIMO COLEGA ALFINAL |  | 15º 8' 27.637" S | -39º -17' -48.067" W | 100 | 33 | 400V | 3 | 2016 | Power Tech | 10828201/03 | 763 | 45 | 746.8922 | 16.1078 | 16107.7778 |  | 44 | 38.15 | 38150 | 724.85 | 2.222% | 16.1078 | 32.2156 | 730.7844
10141103 | GMT | TRANSFORMADOR | 282 | TRANSFORMADOR MARCA:TM 282 |  |  | Nampula | BAIRRO DE MUHALA EXPANSÃO- ENTRADA PARA O JARDIM |  | 15º 8' 34" S | -39º -18' -0.474" W | 100 | 33 | 400V | 3 | 2016 | TM | 923334 | 763 | 45 | 746.8922 | 16.1078 | 16107.7778 |  | 44 | 38.15 | 38150 | 724.85 | 2.222% | 16.1078 | 32.2156 | 730.7844
10141103 | GMT | TRANSFORMADOR | 283 | TRANSFORMADOR MARCA:Fuji Tusco 283 |  |  | Nampula | BAIRRO DE MUHALA EXPANSÃO- DEPOIS DO JARDIM |  | 15º 8' 6.332" S | -39º -18' -50.226" W | 160 | 33 | 400V | 3 | 2016 | Fuji Tusco | 581381 | 991 | 45 | 970.0789 | 20.9211 | 20921.1111 |  | 44 | 49.55 | 49550 | 941.45 | 2.222% | 20.9211 | 41.8422 | 949.1578
10141103 | GMT | TRANSFORMADOR | 284 | TRANSFORMADOR MARCA:Power Tech 284 |  |  | Nampula | MUAHIVIRE EXPANSÃO , DEPOIS DA BCA DONA ANA |  | 15º 8' 51.906" S | -39º -17' -57.114" W | 100 | 33 | 400V | 3 | 2016 | Power Tech | 10839201/03 | 763 | 45 | 746.8922 | 16.1078 | 16107.7778 |  | 44 | 38.15 | 38150 | 724.85 | 2.222% | 16.1078 | 32.2156 | 730.7844
10141103 | GMT | TRANSFORMADOR | 285 | TRANSFORMADOR MARCA:Power Tech 285 |  |  | Nampula | BAIRRO DE MUAHIVIRE EXPANSÃO- NO CONTROLE |  | 15º 11' 16.569" S | -39º -18' -52.819" W | 50 | 33 | 400V | 3 | 2016 | Power Tech | 10828901/05 | 643 | 45 | 629.4256 | 13.5744 | 13574.4444 |  | 44 | 32.15 | 32150 | 610.85 | 2.222% | 13.5744 | 27.1489 | 615.8511
10141103 | GMT | TRANSFORMADOR | 286 | TRANSFORMADOR MARCA:Power Tech 286 |  |  | Nampula | BAIRRO DE MUTAUANHA - PROXIMO DA IGREJA SÃO JOÃO DE DEUS |  | 15º 6' 47.358" S | -39º -14' -6.57" W | 100 | 33 | 400V | 3 | 2016 | Power Tech | 10839201/01 | 763 | 45 | 746.8922 | 16.1078 | 16107.7778 |  | 44 | 38.15 | 38150 | 724.85 | 2.222% | 16.1078 | 32.2156 | 730.7844
10141103 | GMT | TRANSFORMADOR | 287 | TRANSFORMADOR MARCA:ASTOR 287 |  |  | Nampula | BAIRRO DE MUAHIVIRE EXPANSÃO-DEPOIS DE CRISPIM MERCADINHO |  | 15º 9' 2.576" S | -39º -19' -12.358" W | 100 | 33 | 400V | 3 | 2016 | ASTOR | 1713051 | 763 | 45 | 746.8922 | 16.1078 | 16107.7778 |  | 44 | 38.15 | 38150 | 724.85 | 2.222% | 16.1078 | 32.2156 | 730.7844
10141103 | GMT | TRANSFORMADOR | 288 | TRANSFORMADOR MARCA:Power Tech 288 |  |  | Nampula | BAIRRO DE MUHALA EXPANSÃO - OPOSTO AO PTS 287 |  | 15º 8' 50.145" S | -39º -30' -25.923" W | 50 | 33 | 400V | 3 | 2016 | Power Tech | 10828701/01 | 643 | 45 | 629.4256 | 13.5744 | 13574.4444 |  | 44 | 32.15 | 32150 | 610.85 | 2.222% | 13.5744 | 27.1489 | 615.8511
10141103 | GMT | TRANSFORMADOR | 289 | TRANSFORMADOR MARCA:Power Tech 289 |  |  | Nampula | BAIRRO DE MUHALA EXPANSÃO- PROX CONTROL POSTO AGRONOMI |  | 15º 8' 39.766" S | -39º -18' -44.88" W | 50 | 33 | 400V | 3 | 2016 | Power Tech | 1082302/05 | 643 | 45 | 629.4256 | 13.5744 | 13574.4444 |  | 44 | 32.15 | 32150 | 610.85 | 2.222% | 13.5744 | 27.1489 | 615.8511
10141103 | GMT | TRANSFORMADOR | 290 | TRANSFORMADOR MARCA:Power Tech 290 |  |  | Nampula | MUAHIVIRE EXPANSÃO , MERCADO LIMA |  | 15º 9' 8.291" S | -39º -17' -46.314" W | 160 | 33 | 400V | 3 | 2016 | Power Tech | 591392 | 991 | 45 | 970.0789 | 20.9211 | 20921.1111 |  | 44 | 49.55 | 49550 | 941.45 | 2.222% | 20.9211 | 41.8422 | 949.1578
10141103 | GMT | TRANSFORMADOR | 291 | TRANSFORMADOR MARCA:Power Tech 291 |  |  | Nampula | MUAHIVIRE EXPANSÃO ESCOLA SECUNDÁRIA 22 DE AGOSTO |  | 15º 9' 30.505" S | -39º -17' -33.544" W | 100 | 33 | 400V | 3 | 2016 | Power Tech | 20945901/04 | 763 | 45 | 746.8922 | 16.1078 | 16107.7778 |  | 44 | 38.15 | 38150 | 724.85 | 2.222% | 16.1078 | 32.2156 | 730.7844
10141103 | GMT | TRANSFORMADOR | 292 | TRANSFORMADOR MARCA:ASTOR 292 |  |  | Nampula | MUAHIVIRE EXPANSÃO ESCOLA SECUNDÁRIA 22 DE AGOSTO |  | 15º 9' 37.649" S | -39º -17' -21.188" W | 100 | 33 | 400V | 3 | 2016 | ASTOR | 17-13391 | 763 | 45 | 746.8922 | 16.1078 | 16107.7778 |  | 44 | 38.15 | 38150 | 724.85 | 2.222% | 16.1078 | 32.2156 | 730.7844
10141103 | GMT | TRANSFORMADOR | 293 | TRANSFORMADOR MARCA:Fuji Tusco 293 |  |  | Nampula | MUAHIVIRE EXPANSÃO ESCOLA SECUNDÁRIA 22 DE AGOSTO |  | 15º 9' 45.468" S | -39º -17' -15.2" W | 100 | 33 | 400V | 3 | 2016 | Fuji Tusco | 591281 | 763 | 45 | 746.8922 | 16.1078 | 16107.7778 |  | 44 | 38.15 | 38150 | 724.85 | 2.222% | 16.1078 | 32.2156 | 730.7844
10141103 | GMT | TRANSFORMADOR | 294 | TRANSFORMADOR MARCA:Power Tech 294 |  |  | Nampula | MUAHIVIRE EXPANSÃO , ATRAS DO PATRÃO JOVEM |  | 15º 8' 42.464" S | -39º -17' -34.282" W | 100 | 33 | 400V | 3 | 2016 | Power Tech | 10820704/06 | 763 | 45 | 746.8922 | 16.1078 | 16107.7778 |  | 44 | 38.15 | 38150 | 724.85 | 2.222% | 16.1078 | 32.2156 | 730.7844
10141103 | GMT | TRANSFORMADOR | 295 | TRANSFORMADOR MARCA:Power Tech 295 |  |  | Nampula | MUAHIVIRE EXPANSÃO , ATRAS DO PATRÃO JOVEM |  | 15º 8' 56.337" S | -39º -17' -28.37" W | 100 | 33 | 400V | 3 | 2016 | Power Tech | 20865401/02 | 763 | 45 | 746.8922 | 16.1078 | 16107.7778 |  | 44 | 38.15 | 38150 | 724.85 | 2.222% | 16.1078 | 32.2156 | 730.7844
10141103 | GMT | TRANSFORMADOR | 297 | TRANSFORMADOR MARCA:Power Tech 297 |  |  | Nampula | BAIRRO DE MUHALA EXPANSÃO- FRENTE A CDS |  | 15º 8' 15.264" S | -39º -17' -1.541" W | 50 | 33 | 400V | 3 | 2016 | Power Tech | 108287701/02 | 643 | 45 | 629.4256 | 13.5744 | 13574.4444 |  | 44 | 32.15 | 32150 | 610.85 | 2.222% | 13.5744 | 27.1489 | 615.8511
10141103 | GMT | TRANSFORMADOR | 298 | TRANSFORMADOR MARCA:Power Tech 298 |  |  | Nampula | BAIRRO DE MUHALA EXPANSÃO- RÉGULO NAMPULA/ DR IVALA |  | 15º 8' 3.771" S | -39º -17' -3.805" W | 315 | 33 | 400V | 3 | 2016 | Power Tech | 10828902/06 | 1039 | 45 | 1017.0656 | 21.9344 | 21934.4444 |  | 44 | 51.95 | 51950 | 987.05 | 2.222% | 21.9344 | 43.8689 | 995.1311
10141103 | GMT | TRANSFORMADOR | 299 | TRANSFORMADOR MARCA:Power Tech 299 |  |  | Nampula | BAIRRO DE MUHALA EXPANSÃO- PROXIMO COLEGA DELFIM SALIMO |  | 15º 7' 55.025" S | -39º -16' -56.824" W | 200 | 33 | 400V | 3 | 2016 | Power Tech | 10827701/05 | 991 | 45 | 970.0789 | 20.9211 | 20921.1111 |  | 44 | 49.55 | 49550 | 941.45 | 2.222% | 20.9211 | 41.8422 | 949.1578
10141103 | GMT | TRANSFORMADOR | 300 | TRANSFORMADOR MARCA:Power Tech 300 |  |  | Nampula | MUAHIVIRE EXPANSÃO , MESQUITA NAKULUWE |  | 15º 9' 12.463" S | -39º -16' -24.556" W | 100 | 33 | 400V | 3 | 2016 | Power Tech | 10891601/01 | 763 | 45 | 746.8922 | 16.1078 | 16107.7778 |  | 44 | 38.15 | 38150 | 724.85 | 2.222% | 16.1078 | 32.2156 | 730.7844
10141103 | GMT | TRANSFORMADOR | 302 | TRANSFORMADOR MARCA:Power Tech 302 |  |  | Nampula | MUAHIVIRE EXPANSÃO , ESCOLA NAMITECA |  | 15º 9' 42.728" S | -39º -15' -32.753" W | 160 | 33 | 400V | 3 | 2016 | Power Tech | 10828601/08 | 991 | 45 | 970.0789 | 20.9211 | 20921.1111 |  | 44 | 49.55 | 49550 | 941.45 | 2.222% | 20.9211 | 41.8422 | 949.1578
10141103 | GMT | TRANSFORMADOR | 303 | TRANSFORMADOR MARCA:Zent Transformer 303 |  |  | Nampula | MUAHIVIRE EXPANSÃO , MESQUITA NAMITECA |  | 15º 9' 17.294" S | -39º -15' -45.423" W | 100 | 33 | 400V | 3 | 2016 | Zent Transformer | T0047T064 | 763 | 45 | 746.8922 | 16.1078 | 16107.7778 |  | 44 | 38.15 | 38150 | 724.85 | 2.222% | 16.1078 | 32.2156 | 730.7844
10141103 | GMT | TRANSFORMADOR | 304 | TRANSFORMADOR MARCA:Zent Transformer 304 |  |  | Nampula | MUAHIVIRE EXPANSÃO , MERCADO NAMITECA |  | 15º 9' 6.648" S | -39º -15' -47.453" W | 100 | 33 | 400V | 3 | 2016 | Zent Transformer | T0066T102 | 763 | 45 | 746.8922 | 16.1078 | 16107.7778 |  | 44 | 38.15 | 38150 | 724.85 | 2.222% | 16.1078 | 32.2156 | 730.7844
10141103 | GMT | TRANSFORMADOR | 305 | TRANSFORMADOR MARCA:MISSING PLATE 305 |  |  | Nampula | MUAHIVIRE EXPANSÃO , PRÓXIMO PONTE NAMITECA |  | 15º 8' 50.728" S | -39º -15' -51.421" W | 100 | 33 | 400V | 3 | 2016 | MISSING PLATE |  | 763 | 45 | 746.8922 | 16.1078 | 16107.7778 |  | 44 | 38.15 | 38150 | 724.85 | 2.222% | 16.1078 | 32.2156 | 730.7844
10141103 | GMT | TRANSFORMADOR | 306 | TRANSFORMADOR MARCA:Fuji Tusco 306 |  |  | Nampula | MUAHIVIRE EXPANSÃO , PONTE NAMITECA |  | 15º 8' 39.106" S | -39º -15' -53.116" W | 50 | 33 | 400V | 3 | 2016 | Fuji Tusco | 601143 | 643 | 45 | 629.4256 | 13.5744 | 13574.4444 |  | 44 | 32.15 | 32150 | 610.85 | 2.222% | 13.5744 | 27.1489 | 615.8511
10141103 | GMT | TRANSFORMADOR | 307 | TRANSFORMADOR MARCA:Fuji Tusco 307 |  |  | Nampula | VIA CORRANE - NAMIGONHA |  | 15º 9' 42.943" S | -39º -20' -35.09" W | 100 | 33 | 400V | 3 | 2016 | Fuji Tusco | 601244 | 763 | 45 | 746.8922 | 16.1078 | 16107.7778 |  | 44 | 38.15 | 38150 | 724.85 | 2.222% | 16.1078 | 32.2156 | 730.7844
10141103 | GMT | TRANSFORMADOR | 308 | TRANSFORMADOR MARCA:Fuji Tusco 308 |  |  | Nampula | BAIRRO DE MUTAUANHA PILOTO ATRAS DO CEMITÉRIO NOVO |  | 15º 6' 59.139" S | -39º -13' -35.592" W | 50 | 33 | 400V | 3 | 2016 | Fuji Tusco | 601177 | 643 | 45 | 629.4256 | 13.5744 | 13574.4444 |  | 44 | 32.15 | 32150 | 610.85 | 2.222% | 13.5744 | 27.1489 | 615.8511
10141103 | GMT | TRANSFORMADOR | PTS 57 | TRANSFORMADOR MARCA:TRANSF.DE MOҪ CUAMBA PTS 57 |  | CUAMBA | CUAMBA | NHELIUA |  | 14º 38' 20.537" S | -36º -21' -45.305" W | 100 | 33KV | 400V | 3 | 2016 | TRANSF.DE MOҪ | TBI509040 | 763 | 45 | 746.8922 | 16.1078 | 16107.7778 |  | 44 | 38.15 | 38150 | 724.85 | 2.222% | 16.1078 | 32.2156 | 730.7844
10141103 | GMT | TRANSFORMADOR |  | TRANSFORMADOR MARCA:EFACEC PTS 7 |  | PTS 7 | QUALIMANE |  |  | S17 52 22.00 | E036 53 04.55 | 315 | 11 | 0,4 | 3 | 2016 | EFACEC | F002302.01 | 840 | 45 | 822.2667 | 17.7333 | 17733.3333 |  | 44 | 42 | 42000 | 798 | 2.222% | 17.7333 | 35.4667 | 804.5333
10141103 | GMT | TRANSFORMADOR |  | TRANSFORMADOR MARCA:FST PTS 1033 |  | PTS 1033 | MOCUBA |  |  | S16 48 59.80 | E036 59 28.74 | 315 | 11 | 0,4 | 3 | 2016 | FST |  | 840 | 45 | 822.2667 | 17.7333 | 17733.3333 |  | 44 | 42 | 42000 | 798 | 2.222% | 17.7333 | 35.4667 | 804.5333
10141103 | GMT | TRANSFORMADOR | PTS 3008 | TRANSFORMADOR MARCA:ZENT ALTO MOLOCUE PTS 3008 |  | ALTO MOLOCUE | ALTO MOLOCUE | BARRAGEM |  | 15°38'14.943" | 37°40"50.069" | 200 | 33KV | 400V | 3 | 2016 | ZENT |  | 991 | 45 | 970.0789 | 20.9211 | 20921.1111 |  | 44 | 49.55 | 49550 | 941.45 | 2.222% | 20.9211 | 41.8422 | 949.1578
10141103 | GMT | TRANSFORMADOR | PTS 408 | TRANSFORMADOR MARCA:EFAEAC CHIMURA PTS 408 |  | CHIMURA | MOPIA | 24 DE JUNHO |  | 17°58'27.638" | 35°41'22.047" | 50 | 33KV | 400V | 3 | 2016 | EFAEAC |  | 643 | 45 | 629.4256 | 13.5744 | 13574.4444 |  | 44 | 32.15 | 32150 | 610.85 | 2.222% | 13.5744 | 27.1489 | 615.8511
10141103 | GMT | TRANSFORMADOR | PTS 315 | TRANSFORMADOR MARCA:TRFR DE MOZ CHIMURA PTS 315 |  | CHIMURA | MARRUMBALA | MEPIUHA |  | 17°12'23.337 | 35°46'41.015" | 100 | 33KV | 400V | 3 | 2016 | TRFR DE MOZ |  | 763 | 45 | 746.8922 | 16.1078 | 16107.7778 |  | 44 | 38.15 | 38150 | 724.85 | 2.222% | 16.1078 | 32.2156 | 730.7844
10141103 | PMT | TRANSFORMADOR |  | TRANSFORMADOR MARCA:FUJI TUSCO SE-TETE | TETE | SE-TETE | MOATIZE | 25 DE SETEMBRO-2 |  | 577090.437 | 8218839.772 | 160 | 33 | 0.4 | 3 | 2016 | FUJI TUSCO | 581275 | 991 | 45 | 970.0789 | 20.9211 | 20921.1111 |  | 44 | 49.55 | 49550 | 941.45 | 2.222% | 20.9211 | 41.8422 | 949.1578
10141103 | PMT | TRANSFORMADOR |  | TRANSFORMADOR MARCA:FUJI TUSCO SE-TETE | TETE | SE-TETE | MOATIZE | 25 DE SETEMBRO-2 |  | 577027.732 | 8218807.684 | 100 | 33 | 0.4 | 3 | 2016 | FUJI TUSCO | 581252 | 763 | 45 | 746.8922 | 16.1078 | 16107.7778 |  | 44 | 38.15 | 38150 | 724.85 | 2.222% | 16.1078 | 32.2156 | 730.7844
10141103 | PMT | TRANSFORMADOR |  | TRANSFORMADOR MARCA:FUJI TUSCO SE-TETE | TETE | SE-TETE | MOATIZE | 25 DE SETEMBRO-2 |  | 576910.793 | 8218988.791 | 100 | 33 | 0.4 | 3 | 2016 | FUJI TUSCO | 581234 | 763 | 45 | 746.8922 | 16.1078 | 16107.7778 |  | 44 | 38.15 | 38150 | 724.85 | 2.222% | 16.1078 | 32.2156 | 730.7844
10141103 | PMT | TRANSFORMADOR |  | TRANSFORMADOR MARCA:FUJI TUSCO SE-TETE | TETE | SE-TETE | MOATIZE | 25 DE SETEMBRO-2 |  | 576960.437 | 8218659.289 | 160 | 33 | 0.4 | 3 | 2016 | FUJI TUSCO | 581354 | 991 | 45 | 970.0789 | 20.9211 | 20921.1111 |  | 44 | 49.55 | 49550 | 941.45 | 2.222% | 20.9211 | 41.8422 | 949.1578
10141103 | PMT | TRANSFORMADOR |  | TRANSFORMADOR MARCA:FUJI TUSCO SE-TETE | TETE | SE-TETE | MOATIZE | 25 DE SETEMBRO-2 |  | 576888.540 | 8219298.570 | 100 | 33 | 0.4 | 3 | 2016 | FUJI TUSCO | 581245 | 763 | 45 | 746.8922 | 16.1078 | 16107.7778 |  | 44 | 38.15 | 38150 | 724.85 | 2.222% | 16.1078 | 32.2156 | 730.7844
10141103 | PMT | TRANSFORMADOR |  | TRANSFORMADOR MARCA:FUJI TUSCO SE-TETE | TETE | SE-TETE | MOATIZE | 25 DE SETEMBRO-2 |  | 576826.159 | 8219354.660 | 100 | 33 | 0.4 | 3 | 2016 | FUJI TUSCO | 581353 | 763 | 45 | 746.8922 | 16.1078 | 16107.7778 |  | 44 | 38.15 | 38150 | 724.85 | 2.222% | 16.1078 | 32.2156 | 730.7844
10141103 | PMT | TRANSFORMADOR |  | TRANSFORMADOR MARCA:FUJI TUSCO SE-TETE | TETE | SE-TETE | MOATIZE | BAGAMOIO |  | 576954.587 | 8217075.003 | 100 | 33 | 0.4 | 3 | 2016 | FUJI TUSCO | 581277 | 763 | 45 | 746.8922 | 16.1078 | 16107.7778 |  | 44 | 38.15 | 38150 | 724.85 | 2.222% | 16.1078 | 32.2156 | 730.7844
10141103 | PMT | TRANSFORMADOR |  | TRANSFORMADOR MARCA:FUJI TUSCO SE-TETE | TETE | SE-TETE | MOATIZE | BAGAMOIO |  | 577149.538 | 8216892.231 | 100 | 33 | 0.4 | 3 | 2016 | FUJI TUSCO | 581265 | 763 | 45 | 746.8922 | 16.1078 | 16107.7778 |  | 44 | 38.15 | 38150 | 724.85 | 2.222% | 16.1078 | 32.2156 | 730.7844
10141103 | PMT | TRANSFORMADOR |  | TRANSFORMADOR MARCA:FUJI TUSCO SE-TETE | TETE | SE-TETE | MOATIZE | BAGAMOIO |  | 577169.992 | 8216778.338 | 160 | 33 | 0.4 | 3 | 2016 | FUJI TUSCO | 581341 | 991 | 45 | 970.0789 | 20.9211 | 20921.1111 |  | 44 | 49.55 | 49550 | 941.45 | 2.222% | 20.9211 | 41.8422 | 949.1578
10141103 | PMT | TRANSFORMADOR |  | TRANSFORMADOR MARCA:FUJI TUSCO SE-TETE | TETE | SE-TETE | MOATIZE | BAGAMOIO |  | 577260.662 | 8216818.319 | 100 | 33 | 0.4 | 3 | 2016 | FUJI TUSCO | 581230 | 763 | 45 | 746.8922 | 16.1078 | 16107.7778 |  | 44 | 38.15 | 38150 | 724.85 | 2.222% | 16.1078 | 32.2156 | 730.7844
10141103 | PMT | TRANSFORMADOR |  | TRANSFORMADOR MARCA:FUJI TUSCO SE-TETE | TETE | SE-TETE | MOATIZE | BAGAMOIO |  | 577409.506 | 8216840.291 | 100 | 33 | 0.4 | 3 | 2016 | FUJI TUSCO | 581246 | 763 | 45 | 746.8922 | 16.1078 | 16107.7778 |  | 44 | 38.15 | 38150 | 724.85 | 2.222% | 16.1078 | 32.2156 | 730.7844
10141103 | PMT | TRANSFORMADOR |  | TRANSFORMADOR MARCA:FUJI TUSCO SE-TETE | TETE | SE-TETE | MOATIZE | BAGAMOIO |  | 578319.541 | 8217457.625 | 160 | 33 | 0.4 | 3 | 2016 | FUJI TUSCO | 591128 | 991 | 45 | 970.0789 | 20.9211 | 20921.1111 |  | 44 | 49.55 | 49550 | 941.45 | 2.222% | 20.9211 | 41.8422 | 949.1578
10141103 | PMT | TRANSFORMADOR |  | TRANSFORMADOR MARCA:FUJI TUSCO SE-TETE | TETE | SE-TETE | MOATIZE | BAGAMOIO |  | 578408.382 | 8217580.238 | 100 | 33 | 0.4 | 3 | 2016 | FUJI TUSCO | 581267 | 763 | 45 | 746.8922 | 16.1078 | 16107.7778 |  | 44 | 38.15 | 38150 | 724.85 | 2.222% | 16.1078 | 32.2156 | 730.7844
10141103 | PMT | TRANSFORMADOR |  | TRANSFORMADOR MARCA:FUJI TUSCO SE-TETE | TETE | SE-TETE | MOATIZE | LIBERDADE |  | 578776.003 | 8218042.470 | 100 | 33 | 0.4 | 3 | 2016 | FUJI TUSCO | 581264 | 763 | 45 | 746.8922 | 16.1078 | 16107.7778 |  | 44 | 38.15 | 38150 | 724.85 | 2.222% | 16.1078 | 32.2156 | 730.7844
10141103 | PMT | TRANSFORMADOR |  | TRANSFORMADOR MARCA:FUJI TUSCO SE-TETE | TETE | SE-TETE | MOATIZE | LIBERDADE |  | 578922.259 | 8218055.225 | 160 | 33 | 0.4 | 3 | 2016 | FUJI TUSCO | 591121 | 991 | 45 | 970.0789 | 20.9211 | 20921.1111 |  | 44 | 49.55 | 49550 | 941.45 | 2.222% | 20.9211 | 41.8422 | 949.1578
10141103 | PMT | TRANSFORMADOR |  | TRANSFORMADOR MARCA:FUJI TUSCO SE-TETE | TETE | SE-TETE | MOATIZE | LIBERDADE |  | 578759.827 | 8218230.978 | 100 | 33 | 0.4 | 3 | 2016 | FUJI TUSCO | 591253 | 763 | 45 | 746.8922 | 16.1078 | 16107.7778 |  | 44 | 38.15 | 38150 | 724.85 | 2.222% | 16.1078 | 32.2156 | 730.7844
10141103 | PMT | TRANSFORMADOR |  | TRANSFORMADOR MARCA:FUJI TUSCO SE-TETE | TETE | SE-TETE | MOATIZE | LIBERDADE |  | 578803.841 | 8218374.642 | 100 | 33 | 0.4 | 3 | 2016 | FUJI TUSCO | 581273 | 763 | 45 | 746.8922 | 16.1078 | 16107.7778 |  | 44 | 38.15 | 38150 | 724.85 | 2.222% | 16.1078 | 32.2156 | 730.7844
10141103 | PMT | TRANSFORMADOR |  | TRANSFORMADOR MARCA:FUJI TUSCO SE-TETE | TETE | SE-TETE | MOATIZE | LIBERDADE |  | 578876.233 | 8218400.904 | 100 | 33 | 0.4 | 3 | 2016 | FUJI TUSCO | 581235 | 763 | 45 | 746.8922 | 16.1078 | 16107.7778 |  | 44 | 38.15 | 38150 | 724.85 | 2.222% | 16.1078 | 32.2156 | 730.7844
10141103 | PMT | TRANSFORMADOR |  | TRANSFORMADOR MARCA:FUJI TUSCO SE-TETE | TETE | SE-TETE | MOATIZE | LIBERDADE |  | 578527.739 | 8218384.917 | 100 | 33 | 0.4 | 3 | 2016 | FUJI TUSCO | 591179 | 763 | 45 | 746.8922 | 16.1078 | 16107.7778 |  | 44 | 38.15 | 38150 | 724.85 | 2.222% | 16.1078 | 32.2156 | 730.7844
10141103 | PMT | TRANSFORMADOR |  | TRANSFORMADOR MARCA:FUJI TUSCO SE-TETE | TETE | SE-TETE | MOATIZE | LIBERDADE |  | 578813.469 | 8218598.060 | 100 | 33 | 0.4 | 3 | 2016 | FUJI TUSCO | 581262 | 763 | 45 | 746.8922 | 16.1078 | 16107.7778 |  | 44 | 38.15 | 38150 | 724.85 | 2.222% | 16.1078 | 32.2156 | 730.7844
10141103 | PMT | TRANSFORMADOR |  | TRANSFORMADOR MARCA:FUJI TUSCO SE-TETE | TETE | SE-TETE | MOATIZE | LIBERDADE |  | 578548.187 | 8218653.579 | 160 | 33 | 0.4 | 3 | 2016 | FUJI TUSCO | 591127 | 991 | 45 | 970.0789 | 20.9211 | 20921.1111 |  | 44 | 49.55 | 49550 | 941.45 | 2.222% | 20.9211 | 41.8422 | 949.1578
10141103 | PMT | TRANSFORMADOR |  | TRANSFORMADOR MARCA:FUJI TUSCO SE-TETE | TETE | SE-TETE | MOATIZE | LIBERDADE |  | 578812.744 | 8218728.004 | 100 | 33 | 0.4 | 3 | 2016 | FUJI TUSCO | 581261 | 763 | 45 | 746.8922 | 16.1078 | 16107.7778 |  | 44 | 38.15 | 38150 | 724.85 | 2.222% | 16.1078 | 32.2156 | 730.7844
10141103 | PMT | TRANSFORMADOR |  | TRANSFORMADOR MARCA:FUJI TUSCO SE-TETE | TETE | SE-TETE | MOATIZE | LIBERDADE |  | 578976.843 | 8218849.310 | 160 | 33 | 0.4 | 3 | 2016 | FUJI TUSCO | 581288 | 991 | 45 | 970.0789 | 20.9211 | 20921.1111 |  | 44 | 49.55 | 49550 | 941.45 | 2.222% | 20.9211 | 41.8422 | 949.1578
10141103 | PMT | TRANSFORMADOR |  | TRANSFORMADOR MARCA:FUJI TUSCO SE-TETE | TETE | SE-TETE | MOATIZE | LIBERDADE |  | 579083.686 | 8218602.572 | 200 | 33 | 0.4 | 3 | 2016 | FUJI TUSCO | 591135 | 991 | 45 | 970.0789 | 20.9211 | 20921.1111 |  | 44 | 49.55 | 49550 | 941.45 | 2.222% | 20.9211 | 41.8422 | 949.1578
10141103 | PMT | TRANSFORMADOR |  | TRANSFORMADOR MARCA:FUJI TUSCO SE-TETE | TETE | SE-TETE | MOATIZE | LIBERDADE |  | 579178.605 | 8218556.918 | 160 | 33 | 0.4 | 3 | 2016 | FUJI TUSCO | 581282 | 991 | 45 | 970.0789 | 20.9211 | 20921.1111 |  | 44 | 49.55 | 49550 | 941.45 | 2.222% | 20.9211 | 41.8422 | 949.1578
10141103 | PMT | TRANSFORMADOR |  | TRANSFORMADOR MARCA:FUJI TUSCO SE-TETE | TETE | SE-TETE | MOATIZE | LIBERDADE |  | 579272.677 | 8218380.598 | 200 | 33 | 0.4 | 3 | 2016 | FUJI TUSCO | 591134 | 991 | 45 | 970.0789 | 20.9211 | 20921.1111 |  | 44 | 49.55 | 49550 | 941.45 | 2.222% | 20.9211 | 41.8422 | 949.1578
10141103 | PMT | TRANSFORMADOR |  | TRANSFORMADOR MARCA:FUJI TUSCO SE-TETE | TETE | SE-TETE | MOATIZE | LIBERDADE |  | 579506.898 | 8218215.998 | 100 | 33 | 0.4 | 3 | 2016 | FUJI TUSCO | 581259 | 763 | 45 | 746.8922 | 16.1078 | 16107.7778 |  | 44 | 38.15 | 38150 | 724.85 | 2.222% | 16.1078 | 32.2156 | 730.7844
10141103 | PMT | TRANSFORMADOR |  | TRANSFORMADOR MARCA:FUJI TUSCO SE-TETE | TETE | SE-TETE | MOATIZE | LIBERDADE |  | 579128.384 | 8218145.820 | 160 | 33 | 0.4 | 3 | 2016 | FUJI TUSCO | 591129 | 991 | 45 | 970.0789 | 20.9211 | 20921.1111 |  | 44 | 49.55 | 49550 | 941.45 | 2.222% | 20.9211 | 41.8422 | 949.1578
10141103 | PMT | TRANSFORMADOR |  | TRANSFORMADOR MARCA:FUJI TUSCO SE-TETE | TETE | SE-TETE | MOATIZE | LIBERDADE |  | 579406.192 | 8218100.099 | 160 | 33 | 0.4 | 3 | 2016 | FUJI TUSCO | 581278 | 991 | 45 | 970.0789 | 20.9211 | 20921.1111 |  | 44 | 49.55 | 49550 | 941.45 | 2.222% | 20.9211 | 41.8422 | 949.1578
10141103 | PMT | TRANSFORMADOR |  | TRANSFORMADOR MARCA:FUJI TUSCO SE-TETE | TETE | SE-TETE | MOATIZE | BENGA |  | 567490.076 | 8209816.129 | 100 | 33 | 0.4 | 3 | 2016 | FUJI TUSCO | 591140 | 763 | 45 | 746.8922 | 16.1078 | 16107.7778 |  | 44 | 38.15 | 38150 | 724.85 | 2.222% | 16.1078 | 32.2156 | 730.7844
10141103 | PMT | TRANSFORMADOR |  | TRANSFORMADOR MARCA:FUJI TUSCO SE-MANJE | TETE | SE-MANJE | ULONGUE | BIRI-BIRI-THAN OFF |  | 668501.552 | 8366244.091 | 160 | 33 | 0.4 | 3 | 2016 | FUJI TUSCO | 591365 | 991 | 45 | 970.0789 | 20.9211 | 20921.1111 |  | 44 | 49.55 | 49550 | 941.45 | 2.222% | 20.9211 | 41.8422 | 949.1578
10141103 | PMT | TRANSFORMADOR |  | TRANSFORMADOR MARCA:FUJI TUSCO SE-MANJE | TETE | SE-MANJE | ULONGUE | LIZULU |  | 657902.896 | 8394179.900 | 160 | 33 | 0.4 | 3 | 2016 | FUJI TUSCO | 591360 | 991 | 45 | 970.0789 | 20.9211 | 20921.1111 |  | 44 | 49.55 | 49550 | 941.45 | 2.222% | 20.9211 | 41.8422 | 949.1578
10141103 | PMT | TRANSFORMADOR |  | TRANSFORMADOR MARCA:FUJI TUSCO SE-MANJE | TETE | SE-MANJE | ULONGUE | MULANGUENI |  | 664707.992 | 8376575.709 | 100 | 33 | 0.4 | 3 | 2016 | FUJI TUSCO | 591187 | 763 | 45 | 746.8922 | 16.1078 | 16107.7778 |  | 44 | 38.15 | 38150 | 724.85 | 2.222% | 16.1078 | 32.2156 | 730.7844
10141103 | PMT | TRANSFORMADOR |  | TRANSFORMADOR MARCA:FUJI TUSCO SE-MANJE | TETE | SE-MANJE | ULONGUE | ANGONIA |  | 14°43'53.921” | 34°21'41.911” | 100 | 33 | 0.4 | 3 | 2016 | FUJI TUSCO | 591173 | 763 | 45 | 746.8922 | 16.1078 | 16107.7778 |  | 44 | 38.15 | 38150 | 724.85 | 2.222% | 16.1078 | 32.2156 | 730.7844
10141103 | PMT | TRANSFORMADOR |  | TRANSFORMADOR MARCA:FUJI TUSCO SE-MANJE | TETE | SE-MANJE | ULONGUE | CAPTCAO H2O |  | 658019.517 | 8369499.803 | 100 | 33 | 0.4 | 3 | 2016 | FUJI TUSCO | 591178 | 763 | 45 | 746.8922 | 16.1078 | 16107.7778 |  | 44 | 38.15 | 38150 | 724.85 | 2.222% | 16.1078 | 32.2156 | 730.7844
10141103 | PMT | TRANSFORMADOR |  | TRANSFORMADOR MARCA:FUJI TUSCO SE-MANJE | TETE | SE-MANJE | ULONGUE | LIFIDZI |  | 633452.175 | 8390583.103 | 50 | 33 | 0.4 | 3 | 2016 | FUJI TUSCO | 521151 | 643 | 45 | 629.4256 | 13.5744 | 13574.4444 |  | 44 | 32.15 | 32150 | 610.85 | 2.222% | 13.5744 | 27.1489 | 615.8511
10141103 | PMT | TRANSFORMADOR |  | TRANSFORMADOR MARCA:FUJI TUSCO SE-MANJE | TETE | SE-MANJE | ULONGUE | F.MANYANGA |  | 646573.304 | 8370914.856 | 100 | 33 | 0.4 | 3 | 2016 | FUJI TUSCO | 521156 | 763 | 45 | 746.8922 | 16.1078 | 16107.7778 |  | 44 | 38.15 | 38150 | 724.85 | 2.222% | 16.1078 | 32.2156 | 730.7844
10141103 | PMT | TRANSFORMADOR |  | TRANSFORMADOR MARCA:FUJI TUSCO SE-MANJE | TETE | SE-MANJE | DOMUE | CHIPINDU |  | 610486.657 | 8385623.320 | 100 | 33 | 0.4 | 3 | 2016 | FUJI TUSCO | 591149 | 763 | 45 | 746.8922 | 16.1078 | 16107.7778 |  | 44 | 38.15 | 38150 | 724.85 | 2.222% | 16.1078 | 32.2156 | 730.7844
10141103 | PMT | TRANSFORMADOR |  | TRANSFORMADOR MARCA:FUJI TUSCO SE-MANJE | TETE | SE-MANJE | DOMUE | DOMUE-T.JEOVA |  | 616590.169 | 8392841.737 | 100 | 33 | 0.4 | 3 | 2016 | FUJI TUSCO | 951171 | 763 | 45 | 746.8922 | 16.1078 | 16107.7778 |  | 44 | 38.15 | 38150 | 724.85 | 2.222% | 16.1078 | 32.2156 | 730.7844
10141103 | PMT | TRANSFORMADOR |  | TRANSFORMADOR MARCA:FUJI TUSCO SE-JINDAL | TETE | SE-JINDAL | CHITIMA | IMBOQUE FOWENTO |  |  |  | 160 | 33 | 0.4 | 3 | 2016 | FUJI TUSCO | NO ACCES | 991 | 45 | 970.0789 | 20.9211 | 20921.1111 |  | 44 | 49.55 | 49550 | 941.45 | 2.222% | 20.9211 | 41.8422 | 949.1578
10141103 | PMT | TRANSFORMADOR |  | TRANSFORMADOR MARCA:FUJI TUSCO SE-JINDAL | TETE | SE-JINDAL | CHITIMA | 25 DE JUNH |  | 15°44'16.329” | 32°46'23.994” | 160 | 33 | 0.4 | 3 | 2016 | FUJI TUSCO | 581704 | 991 | 45 | 970.0789 | 20.9211 | 20921.1111 |  | 44 | 49.55 | 49550 | 941.45 | 2.222% | 20.9211 | 41.8422 | 949.1578
10141103 | PMT | TRANSFORMADOR |  | TRANSFORMADOR MARCA:FUJI TUSCO SE-JINDAL | TETE | SE-JINDAL | CHITIMA | 25 DE JUNH |  | 15°44'13.265” | 32°46'30.70” | 160 | 33 | 0.4 | 3 | 2016 | FUJI TUSCO | 581700 | 991 | 45 | 970.0789 | 20.9211 | 20921.1111 |  | 44 | 49.55 | 49550 | 941.45 | 2.222% | 20.9211 | 41.8422 | 949.1578
10141103 | PMT | TRANSFORMADOR |  | TRANSFORMADOR MARCA:FUJI TUSCO SE-JINDAL | TETE | SE-JINDAL | CHITIMA | 25 DE JUNH |  | 15°44'1.434” | 32°46'29.28” | 160 | 33 | 0.4 | 3 | 2016 | FUJI TUSCO | 581233 | 991 | 45 | 970.0789 | 20.9211 | 20921.1111 |  | 44 | 49.55 | 49550 | 941.45 | 2.222% | 20.9211 | 41.8422 | 949.1578
10141103 | PMT | TRANSFORMADOR |  | TRANSFORMADOR MARCA:FUJI TUSCO SE-JINDAL | TETE | SE-JINDAL | CHITIMA | 25 DE JUNH |  | 15°44'9.013” | 32°46'19.206” | 100 | 33 | 0.4 | 3 | 2016 | FUJI TUSCO | 581686 | 763 | 45 | 746.8922 | 16.1078 | 16107.7778 |  | 44 | 38.15 | 38150 | 724.85 | 2.222% | 16.1078 | 32.2156 | 730.7844
10141103 | PMT | TRANSFORMADOR |  | TRANSFORMADOR MARCA:FUJI TUSCO SE-JINDAL | TETE | SE-JINDAL | CHITIMA | 25 DE JUNH |  | 15°44'13.990” | 32°46'37.517” | 100 | 33 | 0.4 | 3 | 2016 | FUJI TUSCO | N/A | 763 | 45 | 746.8922 | 16.1078 | 16107.7778 |  | 44 | 38.15 | 38150 | 724.85 | 2.222% | 16.1078 | 32.2156 | 730.7844
10141103 | PMT | TRANSFORMADOR |  | TRANSFORMADOR MARCA:FUJI TUSCO SE-JINDAL | TETE | SE-JINDAL | CHITIMA | 25 DE JUNH |  | 499257.815 | 8246694.217 | 100 | 33 | 0.4 | 3 | 2016 | FUJI TUSCO | 979661 | 763 | 45 | 746.8922 | 16.1078 | 16107.7778 |  | 44 | 38.15 | 38150 | 724.85 | 2.222% | 16.1078 | 32.2156 | 730.7844
10141103 | PMT | TRANSFORMADOR |  | TRANSFORMADOR MARCA:FUJI TUSCO SE-JINDAL | TETE | SE-JINDAL | CHITIMA | 25 DE JUNH |  | 503571.763 | 8244169.533 | 50 | 33 | 0.4 | 3 | 2016 | FUJI TUSCO | 967353 | 643 | 45 | 629.4256 | 13.5744 | 13574.4444 |  | 44 | 32.15 | 32150 | 610.85 | 2.222% | 13.5744 | 27.1489 | 615.8511
10141103 | PMT | TRANSFORMADOR |  | TRANSFORMADOR MARCA:FUJI TUSCO SE-JINDAL | TETE | SE-JINDAL | CHITIMA | CAHO |  | 478573.575 | 8260243.945 | 100 | 33 | 0.4 | 3 | 2016 | FUJI TUSCO | 581683 | 763 | 45 | 746.8922 | 16.1078 | 16107.7778 |  | 44 | 38.15 | 38150 | 724.85 | 2.222% | 16.1078 | 32.2156 | 730.7844
10141103 | PMT | TRANSFORMADOR |  | TRANSFORMADOR MARCA:FUJI TUSCO SE-JINDAL | TETE | SE-JINDAL | CHITIMA | CAHO |  | 478516.502 | 8259875.994 | 100 | 33 | 0.4 | 3 | 2016 | FUJI TUSCO | 581689 | 763 | 45 | 746.8922 | 16.1078 | 16107.7778 |  | 44 | 38.15 | 38150 | 724.85 | 2.222% | 16.1078 | 32.2156 | 730.7844
10141103 | PMT | TRANSFORMADOR |  | TRANSFORMADOR MARCA:FUJI TUSCO SE-JINDAL | TETE | SE-JINDAL | CHITIMA | CAHO |  | 478911.114 | 8260163.294 | 100 | 33 | 0.4 | 3 | 2016 | FUJI TUSCO | 581694 | 763 | 45 | 746.8922 | 16.1078 | 16107.7778 |  | 44 | 38.15 | 38150 | 724.85 | 2.222% | 16.1078 | 32.2156 | 730.7844
10141103 | PMT | TRANSFORMADOR |  | TRANSFORMADOR MARCA:FUJI TUSCO SE-JINDAL | TETE | SE-JINDAL | CHITIMA | CAHO |  | 479086.511 | 8260486.445 | 100 | 33 | 0.4 | 3 | 2016 | FUJI TUSCO | 581688 | 763 | 45 | 746.8922 | 16.1078 | 16107.7778 |  | 44 | 38.15 | 38150 | 724.85 | 2.222% | 16.1078 | 32.2156 | 730.7844
10141103 | PMT | TRANSFORMADOR |  | TRANSFORMADOR MARCA:FUJI TUSCO SE-JINDAL | TETE | SE-JINDAL | CHITIMA | CAHO |  | 479329.115 | 8260659.665 | 100 | 33 | 0.4 | 3 | 2016 | FUJI TUSCO | 581244 | 763 | 45 | 746.8922 | 16.1078 | 16107.7778 |  | 44 | 38.15 | 38150 | 724.85 | 2.222% | 16.1078 | 32.2156 | 730.7844
10141103 | PMT | TRANSFORMADOR |  | TRANSFORMADOR MARCA:FUJI TUSCO SE-JINDAL | TETE | SE-JINDAL | CHITIMA | CAHO |  | 479489.850 | 8260976.273 | 100 | 33 | 0.4 | 3 | 2016 | FUJI TUSCO | 581693 | 763 | 45 | 746.8922 | 16.1078 | 16107.7778 |  | 44 | 38.15 | 38150 | 724.85 | 2.222% | 16.1078 | 32.2156 | 730.7844
10141103 | PMT | TRANSFORMADOR |  | TRANSFORMADOR MARCA:FUJI TUSCO SE-JINDAL | TETE | SE-JINDAL | CHITIMA | CAHO |  | 479661.329 | 8261144.116 | 100 | 33 | 0.4 | 3 | 2016 | FUJI TUSCO | 581690 | 763 | 45 | 746.8922 | 16.1078 | 16107.7778 |  | 44 | 38.15 | 38150 | 724.85 | 2.222% | 16.1078 | 32.2156 | 730.7844
10141103 | PMT | TRANSFORMADOR |  | TRANSFORMADOR MARCA:FUJI TUSCO SE-JINDAL | TETE | SE-JINDAL | CHITIMA | CAHO |  | 479859.380 | 8261313.198 | 100 | 33 | 0.4 | 3 | 2016 | FUJI TUSCO | 581698 | 763 | 45 | 746.8922 | 16.1078 | 16107.7778 |  | 44 | 38.15 | 38150 | 724.85 | 2.222% | 16.1078 | 32.2156 | 730.7844
10141103 | PMT | TRANSFORMADOR |  | TRANSFORMADOR MARCA:FUJI TUSCO SE-JINDAL | TETE | SE-JINDAL | CHITIMA | 25 DE JUNHO |  | 475630.474 | 8258435.879 | 100 | 33 | 0.4 | 3 | 2016 | FUJI TUSCO | 581691 | 763 | 45 | 746.8922 | 16.1078 | 16107.7778 |  | 44 | 38.15 | 38150 | 724.85 | 2.222% | 16.1078 | 32.2156 | 730.7844
10141103 | PMT | TRANSFORMADOR |  | TRANSFORMADOR MARCA:FUJI TUSCO SE-JINDAL | TETE | SE-JINDAL | CHITIMA | 25 DE JUNHO |  | 475628.075 | 8258574.917 | 100 | 33 | 0.4 | 3 | 2016 | FUJI TUSCO | 581256 | 763 | 45 | 746.8922 | 16.1078 | 16107.7778 |  | 44 | 38.15 | 38150 | 724.85 | 2.222% | 16.1078 | 32.2156 | 730.7844
10141103 | PMT | TRANSFORMADOR |  | TRANSFORMADOR MARCA:FUJI TUSCO SE-JINDAL | TETE | SE-JINDAL | CHITIMA | 25 DE JUNHO |  | 475778.476 | 8258176.209 | 160 | 33 | 0.4 | 3 | 2016 | FUJI TUSCO | 581701 | 991 | 45 | 970.0789 | 20.9211 | 20921.1111 |  | 44 | 49.55 | 49550 | 941.45 | 2.222% | 20.9211 | 41.8422 | 949.1578
10141103 | PMT | TRANSFORMADOR |  | TRANSFORMADOR MARCA:FUJI TUSCO SE-JINDAL | TETE | SE-JINDAL | CHITIMA | 1DE MAIO |  | 475707.301 | 8259016.347 | 100 | 33 | 0.4 | 3 | 2016 | FUJI TUSCO | 581685 | 763 | 45 | 746.8922 | 16.1078 | 16107.7778 |  | 44 | 38.15 | 38150 | 724.85 | 2.222% | 16.1078 | 32.2156 | 730.7844
10141103 | PMT | TRANSFORMADOR |  | TRANSFORMADOR MARCA:FUJI TUSCO SE-JINDAL | TETE | SE-JINDAL | CHITIMA | 1 DE MAIO |  | 475975.975 | 8258913.432 | 100 | 33 | 0.4 | 3 | 2016 | FUJI TUSCO | 581684 | 763 | 45 | 746.8922 | 16.1078 | 16107.7778 |  | 44 | 38.15 | 38150 | 724.85 | 2.222% | 16.1078 | 32.2156 | 730.7844
10141103 | PMT | TRANSFORMADOR |  | TRANSFORMADOR MARCA:FUJI TUSCO SE-JINDAL | TETE | SE-JINDAL | CHITIMA | 1 DE MAIO |  | 476046.554 | 8258726.682 | 100 | 33 | 0.4 | 3 | 2016 | FUJI TUSCO | 581296 | 763 | 45 | 746.8922 | 16.1078 | 16107.7778 |  | 44 | 38.15 | 38150 | 724.85 | 2.222% | 16.1078 | 32.2156 | 730.7844
10141103 | PMT | TRANSFORMADOR |  | TRANSFORMADOR MARCA:FUJI TUSCO SE-JINDAL | TETE | SE-JINDAL | CHITIMA | 1 DE MAIO |  | 476084.899 | 8258327.079 | 100 | 33 | 0.4 | 3 | 2016 | FUJI TUSCO | 581692 | 763 | 45 | 746.8922 | 16.1078 | 16107.7778 |  | 44 | 38.15 | 38150 | 724.85 | 2.222% | 16.1078 | 32.2156 | 730.7844
10141103 | PMT | TRANSFORMADOR |  | TRANSFORMADOR MARCA:FUJI TUSCO SE-JINDAL | TETE | SE-JINDAL | CHITIMA | CATONDO |  | 475717.020 | 8260042.179 | 160 | 33 | 0.4 | 3 | 2016 | FUJI TUSCO | 581704 | 991 | 45 | 970.0789 | 20.9211 | 20921.1111 |  | 44 | 49.55 | 49550 | 941.45 | 2.222% | 20.9211 | 41.8422 | 949.1578
10141103 | PMT | TRANSFORMADOR |  | TRANSFORMADOR MARCA:FUJI TUSCO SE-JINDAL | TETE | SE-JINDAL | CHITIMA | CATONDO |  | 475574.285 | 8260274.091 | 100 | 33 | 0.4 | 3 | 2016 | FUJI TUSCO | 581238 | 763 | 45 | 746.8922 | 16.1078 | 16107.7778 |  | 44 | 38.15 | 38150 | 724.85 | 2.222% | 16.1078 | 32.2156 | 730.7844
10141103 | PMT | TRANSFORMADOR |  | TRANSFORMADOR MARCA:FUJI TUSCO SE-JINDAL | TETE | SE-JINDAL | CHITIMA | CATONDO |  | 475863.182 | 8260510.890 | 160 | 33 | 0.4 | 3 | 2016 | FUJI TUSCO | 581705 | 991 | 45 | 970.0789 | 20.9211 | 20921.1111 |  | 44 | 49.55 | 49550 | 941.45 | 2.222% | 20.9211 | 41.8422 | 949.1578
10141103 | PMT | TRANSFORMADOR |  | TRANSFORMADOR MARCA:FUJI TUSCO SE-JINDAL | TETE | SE-JINDAL | CHITIMA | CATONDO |  | 475909.205 | 8260149.568 | 160 | 33 | 0.4 | 3 | 2016 | FUJI TUSCO | 581700 | 991 | 45 | 970.0789 | 20.9211 | 20921.1111 |  | 44 | 49.55 | 49550 | 941.45 | 2.222% | 20.9211 | 41.8422 | 949.1578
10141103 | PMT | TRANSFORMADOR |  | TRANSFORMADOR MARCA:FUJI TUSCO SE-JINDAL | TETE | SE-JINDAL | CHITIMA | CATONDO |  | 476110.757 | 8260113.611 | 100 | 33 | 0.4 | 3 | 2016 | FUJI TUSCO | 581686 | 763 | 45 | 746.8922 | 16.1078 | 16107.7778 |  | 44 | 38.15 | 38150 | 724.85 | 2.222% | 16.1078 | 32.2156 | 730.7844
10141103 | PMT | TRANSFORMADOR |  | TRANSFORMADOR MARCA:FUJI TUSCO SE-JINDAL | TETE | SE-JINDAL | CHITIMA | CATONDO |  | 476486.907 | 8260100.621 | 100 | 33 | 0.4 | 3 | 2016 | FUJI TUSCO | 581237 | 763 | 45 | 746.8922 | 16.1078 | 16107.7778 |  | 44 | 38.15 | 38150 | 724.85 | 2.222% | 16.1078 | 32.2156 | 730.7844
10141103 | PMT | TRANSFORMADOR |  | TRANSFORMADOR MARCA:FUJI TUSCO SE-JINDAL | TETE | SE-JINDAL | CHITIMA | CATONDO |  | 476185.603 | 8259844.570 | 100 | 33 | 0.4 | 3 | 2016 | FUJI TUSCO | 581251 | 763 | 45 | 746.8922 | 16.1078 | 16107.7778 |  | 44 | 38.15 | 38150 | 724.85 | 2.222% | 16.1078 | 32.2156 | 730.7844
10141103 | PMT | TRANSFORMADOR |  | TRANSFORMADOR MARCA:FUJI TUSCO SE-JINDAL | TETE | SE-JINDAL | CHITIMA | CATONDO |  | 476579.887 | 8260006.586 | 100 | 33 | 0.4 | 3 | 2016 | FUJI TUSCO | 581229 | 763 | 45 | 746.8922 | 16.1078 | 16107.7778 |  | 44 | 38.15 | 38150 | 724.85 | 2.222% | 16.1078 | 32.2156 | 730.7844
10141103 | PMT | TRANSFORMADOR |  | TRANSFORMADOR MARCA:FUJI TUSCO SE-JINDAL | TETE | SE-JINDAL | CHITIMA | CATONDO |  | 476807.441 | 8260207.251 | 100 | 33 | 0.4 | 3 | 2016 | FUJI TUSCO | 581250 | 763 | 45 | 746.8922 | 16.1078 | 16107.7778 |  | 44 | 38.15 | 38150 | 724.85 | 2.222% | 16.1078 | 32.2156 | 730.7844
10141103 | PMT | TRANSFORMADOR |  | TRANSFORMADOR MARCA:FUJI TUSCO SE-JINDAL | TETE | SE-JINDAL | CHITIMA | CATONDO |  | 477277.350 | 8260070.015 | 100 | 33 | 0.4 | 3 | 2016 | FUJI TUSCO | 581683 | 763 | 45 | 746.8922 | 16.1078 | 16107.7778 |  | 44 | 38.15 | 38150 | 724.85 | 2.222% | 16.1078 | 32.2156 | 730.7844
10141103 | PMT | TRANSFORMADOR |  | TRANSFORMADOR MARCA:FUJI TUSCO SE-JINDAL | TETE | SE-JINDAL | CHITIMA | JOSINA MACHEL |  | 473340.797 | 8258820.330 | 100 | 33 | 0.4 | 3 | 2016 | FUJI TUSCO | 581697 | 763 | 45 | 746.8922 | 16.1078 | 16107.7778 |  | 44 | 38.15 | 38150 | 724.85 | 2.222% | 16.1078 | 32.2156 | 730.7844
10141103 | PMT | TRANSFORMADOR |  | TRANSFORMADOR MARCA:FUJI TUSCO SE-JINDAL | TETE | SE-JINDAL | CHITIMA | JOSINA MACHEL |  | 473294.994 | 8259144.150 | 100 | 33 | 0.4 | 3 | 2016 | FUJI TUSCO | 581687 | 763 | 45 | 746.8922 | 16.1078 | 16107.7778 |  | 44 | 38.15 | 38150 | 724.85 | 2.222% | 16.1078 | 32.2156 | 730.7844
10141103 | PMT | TRANSFORMADOR |  | TRANSFORMADOR MARCA:FUJI TUSCO SE-JINDAL | TETE | SE-JINDAL | CHITIMA | JOSINA MACHEL |  | 473225.850 | 8259455.444 | 100 | 33 | 0.4 | 3 | 2016 | FUJI TUSCO | 581248 | 763 | 45 | 746.8922 | 16.1078 | 16107.7778 |  | 44 | 38.15 | 38150 | 724.85 | 2.222% | 16.1078 | 32.2156 | 730.7844
10141103 | PMT | TRANSFORMADOR |  | TRANSFORMADOR MARCA:FUJI TUSCO SE-JINDAL | TETE | SE-JINDAL | CHITIMA | CADONGOLO |  | 471934.103 | 8261265.164 | 100 | 33 | 0.4 | 3 | 2016 | FUJI TUSCO | 581682 | 763 | 45 | 746.8922 | 16.1078 | 16107.7778 |  | 44 | 38.15 | 38150 | 724.85 | 2.222% | 16.1078 | 32.2156 | 730.7844
10141103 | PMT | TRANSFORMADOR |  | TRANSFORMADOR MARCA:FUJI TUSCO SE-JINDAL | TETE | SE-JINDAL | CHITIMA | CADONGOLO |  | 472587.619 | 8261014.984 | 100 | 33 | 0.4 | 3 | 2016 | FUJI TUSCO | 581699 | 763 | 45 | 746.8922 | 16.1078 | 16107.7778 |  | 44 | 38.15 | 38150 | 724.85 | 2.222% | 16.1078 | 32.2156 | 730.7844
10141103 | PMT | TRANSFORMADOR |  | TRANSFORMADOR MARCA:FUJI TUSCO SE-JINDAL | TETE | SE-JINDAL | CHITIMA | CHISSUA |  |  |  | 100 | 33 | 0.4 | 3 | 2016 | FUJI TUSCO |  | 763 | 45 | 746.8922 | 16.1078 | 16107.7778 |  | 44 | 38.15 | 38150 | 724.85 | 2.222% | 16.1078 | 32.2156 | 730.7844
10141103 | PMT | TRANSFORMADOR |  | TRANSFORMADOR MARCA:FUJI TUSCO SE-JINDAL | TETE | SE-JINDAL | CHITIMA | R.OFICIAL ADM |  | 477055.826 | 8259727.888 | 100 | 33 | 0.4 | 3 | 2016 | FUJI TUSCO | 581639 | 763 | 45 | 746.8922 | 16.1078 | 16107.7778 |  | 44 | 38.15 | 38150 | 724.85 | 2.222% | 16.1078 | 32.2156 | 730.7844
10141103 | PMT | TRANSFORMADOR |  | TRANSFORMADOR MARCA:FUJI TUSCO SE-JINDAL | TETE | SE-JINDAL | CHITIMA | THAKA |  | 463839.694 | 8269053.466 | 50 | 33 | 0.4 | 3 | 2016 | FUJI TUSCO | N/A | 643 | 45 | 629.4256 | 13.5744 | 13574.4444 |  | 44 | 32.15 | 32150 | 610.85 | 2.222% | 13.5744 | 27.1489 | 615.8511
10141103 | PMT | TRANSFORMADOR |  | TRANSFORMADOR MARCA:ASTOR SE-MANJE | TETE | SE-MANJE | MARAVIA | FILIPE |  | 380904.315 | 8324045.559 | 160 | 33 | 0.4 | 3 | 2016 | ASTOR | 17-1244 | 991 | 45 | 970.0789 | 20.9211 | 20921.1111 |  | 44 | 49.55 | 49550 | 941.45 | 2.222% | 20.9211 | 41.8422 | 949.1578
10141103 | PMT | TRANSFORMADOR | 79 | TRANSFORMADOR MARCA: NACALA 79 |  | NACALA | Nacala-Porto | Zona da Matola |  | 14°35.620 | 40°39.990 | 100 | 33KV | 400V | 3 | 2016 |  |  | 763 | 45 | 746.8922 | 16.1078 | 16107.7778 |  | 44 | 38.15 | 38150 | 724.85 | 2.222% | 16.1078 | 32.2156 | 730.7844
10141103 | PMT | TRANSFORMADOR | 80 | TRANSFORMADOR MARCA: NACALA 80 |  | NACALA | Nacala-Porto | Nawaia Zona do Aru. |  | 14°31.793 | 40°42.202 | 100 | 33KV | 400V | 3 | 2016 |  |  | 763 | 45 | 746.8922 | 16.1078 | 16107.7778 |  | 44 | 38.15 | 38150 | 724.85 | 2.222% | 16.1078 | 32.2156 | 730.7844
10141103 | PMT | TRANSFORMADOR | 81 | TRANSFORMADOR MARCA: NACALA 81 |  | NACALA | Nacala-Porto | Mathapue, novo PTs Zona da Ceta |  | 14°32.771 | 40°42.514 | 100 | 33KV | 400V | 3 | 2016 |  |  | 763 | 45 | 746.8922 | 16.1078 | 16107.7778 |  | 44 | 38.15 | 38150 | 724.85 | 2.222% | 16.1078 | 32.2156 | 730.7844
10141103 | PMT | TRANSFORMADOR | 82 | TRANSFORMADOR MARCA: NACALA 82 |  | NACALA | Nacala-Porto | PTs Novo Mathapue, zona do Rui |  | 14°33.291 | 40°42.593 | 100 | 33KV | 400V | 3 | 2016 |  |  | 763 | 45 | 746.8922 | 16.1078 | 16107.7778 |  | 44 | 38.15 | 38150 | 724.85 | 2.222% | 16.1078 | 32.2156 | 730.7844
10141103 | PMT | TRANSFORMADOR | 83 | TRANSFORMADOR MARCA: NACALA 83 |  | NACALA | Nacala-Porto | Ontupaia, Z. do Mercado 1 de Junho |  | 14°34.349 | 40°41.995 | 100 | 33KV | 400V | 3 | 2016 |  |  | 763 | 45 | 746.8922 | 16.1078 | 16107.7778 |  | 44 | 38.15 | 38150 | 724.85 | 2.222% | 16.1078 | 32.2156 | 730.7844
10141103 | PMT | TRANSFORMADOR | 84 | TRANSFORMADOR MARCA: NACALA 84 |  | NACALA | Nacala-Porto | Bairro Mupete |  | 14°38.808 | 40°42.272 | 32 | 33KV | 400V | 3 | 2016 |  |  | 643 | 45 | 629.4256 | 13.5744 | 13574.4444 |  | 44 | 32.15 | 32150 | 610.85 | 2.222% | 13.5744 | 27.1489 | 615.8511
10141103 | PMT | TRANSFORMADOR | 100 | TRANSFORMADOR MARCA: NACALA 100 |  | NACALA | Mossuril | Namatinde |  | 14°55.801 | 40°36.301 | 100 | 33KV | 400V | 3 | 2016 |  |  | 763 | 45 | 746.8922 | 16.1078 | 16107.7778 |  | 44 | 38.15 | 38150 | 724.85 | 2.222% | 16.1078 | 32.2156 | 730.7844
10141103 | PMT | TRANSFORMADOR | 101 | TRANSFORMADOR MARCA: MONAPO 101 |  | MONAPO | Ilha de Moc. | Bairro Quissona |  | 15°02.770 | 40°39.568 | 100 | 33KV | 400V | 3 | 2016 |  |  | 763 | 45 | 746.8922 | 16.1078 | 16107.7778 |  | 44 | 38.15 | 38150 | 724.85 | 2.222% | 16.1078 | 32.2156 | 730.7844
10141103 | PMT | TRANSFORMADOR | 102 | TRANSFORMADOR MARCA: MONAPO 102 |  | MONAPO | Meconta | Netia-Pedra santa |  | 14°44.865 | 39°58.970 | 32 | 33KV | 400V | 3 | 2016 |  |  | 643 | 45 | 629.4256 | 13.5744 | 13574.4444 |  | 44 | 32.15 | 32150 | 610.85 | 2.222% | 13.5744 | 27.1489 | 615.8511
10141103 | PMT | TRANSFORMADOR | PT313 | TRANSFORMADOR MARCA:ORMAZABAL PT313 PT313 | Bairro da Manga Ndunda | PT313 | BEIRA | SOFALA |  | 697819.7 | 7813484 | 250 | 22 | 0.4 | 3 | 2016 | ORMAZABAL | 256834 | 953 | 45 | 932.8811 | 20.1189 | 20118.8889 |  | 44 | 47.65 | 47650 | 905.35 | 2.222% | 20.1189 | 40.2378 | 912.7622
10141103 | PMT | TRANSFORMADOR | PT323 | TRANSFORMADOR MARCA:ORMAZABAL PT323 PT323 | Bairro da Manga Mascarenha-Gany | PT323 | BEIRA | SOFALA |  | S 19°47'03.96" | E 034°53'09.66" | 160 | 22 | 0.4 | 3 | 2016 | ORMAZABAL | 256812 | 572 | 45 | 559.9244 | 12.0756 | 12075.5556 |  | 44 | 28.6 | 28600 | 543.4 | 2.222% | 12.0756 | 24.1511 | 547.8489
10141103 | PMT | TRANSFORMADOR | AGCHI/PT21 | TRANSFORMADOR MARCA:TRANFORMADORES DE MOCAMBIQUE SA AGCHI/PT21 AGCHI/PT21 | 25 DE SEPTEMBRO | AGCHI/PT21 | CHIMOIO | MANICA | EDWARDO MONDLANE | S 19 06 46,55 | E 033 29 00,02 | 200 | 22 | 0.4 | 3 | 2016 | TRANFORMADORES DE MOCAMBIQUE SA | 961910 | 572 | 45 | 559.9244 | 12.0756 | 12075.5556 |  | 44 | 28.6 | 28600 | 543.4 | 2.222% | 12.0756 | 24.1511 | 547.8489
10141103 | PMT | TRANSFORMADOR | AGCHI/PT58 | TRANSFORMADOR MARCA:TRANSFORMCO AGCHI/PT58 AGCHI/PT58 |  | AGCHI/PT58 | CHIMOIO | MANICA |  | S19 16 15,6 | E033 20 54,4 | 50 | 22 | 0.4 | 3 | 2016 | TRANSFORMCO | 1160716 | 433 | 45 | 423.8589 | 9.1411 | 9141.1111 |  | 44 | 21.65 | 21650 | 411.35 | 2.222% | 9.1411 | 18.2822 | 414.7178
10141103 | PMT | TRANSFORMADOR | AGCHI/PT62 | TRANSFORMADOR MARCA:ORMAZEBAL AGCHI/PT62 AGCHI/PT62 | LOCALIDADE URBANA NR 3 | AGCHI/PT62 | CHIMOIO | MANICA | Bairro Nhamadjessa | S19 06 55,3 | E033 27 09,0 | 160 | 22 | 0.4 | 3 | 2016 | ORMAZEBAL | 256811 | 572 | 45 | 559.9244 | 12.0756 | 12075.5556 |  | 44 | 28.6 | 28600 | 543.4 | 2.222% | 12.0756 | 24.1511 | 547.8489
10141103 | PMT | TRANSFORMADOR | AGCHI/PT121 | TRANSFORMADOR MARCA:TRANSFORMCO AGCHI/PT121 AGCHI/PT121 |  | AGCHI/PT121 | CHIMOIO | MANICA |  | S19 15 16,38 | E033 29 01,51 | 50 | 22 | 0.4 | 3 | 2016 | TRANSFORMCO | 116715 | 433 | 45 | 423.8589 | 9.1411 | 9141.1111 |  | 44 | 21.65 | 21650 | 411.35 | 2.222% | 9.1411 | 18.2822 | 414.7178
10141103 | PMT | TRANSFORMADOR | AGCHI/PT141 | TRANSFORMADOR MARCA:TRANSFORMCO AGCHI/PT141 AGCHI/PT141 | JATROFA | AGCHI/PT141 | CHIMOIO | MANICA | Bairro Herois Moçambicanos | S19 05 19,57 | E033 24 04,49 | 50 | 22 | 0.4 | 3 | 2016 | TRANSFORMCO | 1160710 | 433 | 45 | 423.8589 | 9.1411 | 9141.1111 |  | 44 | 21.65 | 21650 | 411.35 | 2.222% | 9.1411 | 18.2822 | 414.7178
10141103 | PMT | TRANSFORMADOR | AGCHI/PT142 | TRANSFORMADOR MARCA:ORMAZABAL AGCHI/PT142 AGCHI/PT142 | FUNDO FOMENTO E HABITACAO | AGCHI/PT142 | CHIMOIO | MANICA | BAIRRO HERIOS MOCAMBICANOS | S 19 05 04,30 | E 033 24 12,59 | 100 | 22 | 0.4 | 3 | 2016 | ORMAZABAL | 256813 | 445 | 45 | 435.6056 | 9.3944 | 9394.4444 |  | 44 | 22.25 | 22250 | 422.75 | 2.222% | 9.3944 | 18.7889 | 426.2111
10141103 | PMT | TRANSFORMADOR | AGCHI/PT144 | TRANSFORMADOR MARCA:ORMAZABAL AGCHI/PT144 AGCHI/PT144 | ESCHILA CANCOMBA | AGCHI/PT144 | CHIMOIO | MANICA | BAIRRO TEMBWA PILOTO | S19 05 28.1 | E33 26 48.5 | 200 | 22 | 0.4 | 3 | 2016 | ORMAZABAL | 256833 | 572 | 45 | 559.9244 | 12.0756 | 12075.5556 |  | 44 | 28.6 | 28600 | 543.4 | 2.222% | 12.0756 | 24.1511 | 547.8489
10141103 | PMT | TRANSFORMADOR | AGCHI/PT145 | TRANSFORMADOR MARCA:ORMAZABAL AGCHI/PT145 AGCHI/PT145 | CACHOERIA | AGCHI/PT145 | CHIMOIO | MANICA | Bairro 1º de Maio | S19 08 04,81 | E033 30 51,13 | 250 | 22 | 0.4 | 3 | 2016 | ORMAZABAL | 256833 | 953 | 45 | 932.8811 | 20.1189 | 20118.8889 |  | 44 | 47.65 | 47650 | 905.35 | 2.222% | 20.1189 | 40.2378 | 912.7622
10141103 | PMT | TRANSFORMADOR | AGGDL/PT6 | TRANSFORMADOR MARCA:TRANSFORMCO AGGDL/PT6 AGGDL/PT6 | Bairro Francisco Manhanga | AGGDL/PT6 | GONDOLA | MANICA | CAPTACAO DE AGUA - MUDA | S19 05 47,5 | E033 38 00,4 | 100 | 22 | 0.4 | 3 | 2016 | TRANSFORMCO | 1181055 | 445 | 45 | 435.6056 | 9.3944 | 9394.4444 |  | 44 | 22.25 | 22250 | 422.75 | 2.222% | 9.3944 | 18.7889 | 426.2111
10141103 | PMT | TRANSFORMADOR | AGMNC/PT21 | TRANSFORMADOR MARCA:TRANSFORMCO AGMNC/PT21 AGMNC/PT21 | Bairro Cacarue | AGMNC/PT21 | MANICA | MANICA | CACURUE (ZONA QUINTA MARIZA) | S18 53 47,0 | E032 51 20,6 | 50 | 33 | 0.4 | 3 | 2016 | TRANSFORMCO | 1160712 | 643 | 45 | 629.4256 | 13.5744 | 13574.4444 |  | 44 | 32.15 | 32150 | 610.85 | 2.222% | 13.5744 | 27.1489 | 615.8511
10141103 | PMT | TRANSFORMADOR | USSDG/PT6 | TRANSFORMADOR MARCA:FUJI TUSCO USSDG/PT6 USSDG/PT6 | Bairro Rotanda - Junta | USSDG/PT6 | SUSSUNDENGA | MANICA | ZONA DA JUNTA | S19 32 08,1 | E32 54 59,4 | 100 | 22 | 0.4 | 3 | 2016 | FUJI TUSCO | 591096 | 445 | 45 | 435.6056 | 9.3944 | 9394.4444 |  | 44 | 22.25 | 22250 | 422.75 | 2.222% | 9.3944 | 18.7889 | 426.2111
10141103 | PMT | TRANSFORMADOR | USSDG/PT7 | TRANSFORMADOR MARCA:FUJI TUSCO USSDG/PT7 USSDG/PT7 | Bairro Marcação - Central Mavuzi | USSDG/PT7 | SUSSUNDENGA | MANICA | CENTRAL MAVUZI | S19 32 37,3 | E32 53 45,2 | 160 | 22 | 0.4 | 3 | 2016 | FUJI TUSCO | 591097 | 572 | 45 | 559.9244 | 12.0756 | 12075.5556 |  | 44 | 28.6 | 28600 | 543.4 | 2.222% | 12.0756 | 24.1511 | 547.8489
10141103 | PMT | TRANSFORMADOR | AGVDZPT9 | TRANSFORMADOR MARCA:ORMAZABAL AGVDZPT9 AGVDZPT9 | Bairro da Selva | AGVDZPT9 | VANDUZI | MANICA | ESTALAGEM DA SELVA | S19 02 56,8 | E033 13 45,8 | 160 | 22 | 0.4 | 3 | 2016 | ORMAZABAL | 256810 | 572 | 45 | 559.9244 | 12.0756 | 12075.5556 |  | 44 | 28.6 | 28600 | 543.4 | 2.222% | 12.0756 | 24.1511 | 547.8489
10141103 | PMT | TRANSFORMADOR | PT 221 | TRANSFORMADOR MARCA:ASTOR PT 221 PT 221 |  | PT 221 | Maxaquene |  |  |  |  | 630 | 11 | 0.4 | 3Ø | 2016 | ASTOR |  | 1016 | 45 | 994.5511 | 21.4489 | 21448.8889 |  | 44 | 50.8 | 50800 | 965.2 | 2.222% | 21.4489 | 42.8978 | 973.1022
10141103 | PMT | TRANSFORMADOR | PTS 1031 | TRANSFORMADOR MARCA:FUJI TUSCO PTS 1031 PTS 1031 |  | PTS 1031 | Matola | Liberdade |  | 32.459110 | -25.916820 | 200 | 33 | 0.4 | 3Ø | 2016 | FUJI TUSCO | 591400 | 991 | 45 | 970.0789 | 20.9211 | 20921.1111 |  | 44 | 49.55 | 49550 | 941.45 | 2.222% | 20.9211 | 41.8422 | 949.1578
10141103 | PMT | TRANSFORMADOR | PTS 50 | TRANSFORMADOR MARCA:POWERTECH PTS 50 PTS 50 |  | PTS 50 | Matola | Liberdade |  | 32.472387 | -25.934760 | 500 | 33 | 0.4 | 3Ø | 2016 | POWERTECH | 20946001/03 | 1200 | 45 | 1174.6667 | 25.3333 | 25333.3333 |  | 44 | 60 | 60000 | 1140 | 2.222% | 25.3333 | 50.6667 | 1149.3333
10141103 | PMT | TRANSFORMADOR | PTS 78 | TRANSFORMADOR MARCA:EFACEC PTS 78 PTS 78 |  | PTS 78 | Matola | Liqueleva |  | 32.445963 | -25.910154 | 315 | 33 | 0.4 | 3Ø | 2016 | EFACEC | F002113 | 1039 | 45 | 1017.0656 | 21.9344 | 21934.4444 |  | 44 | 51.95 | 51950 | 987.05 | 2.222% | 21.9344 | 43.8689 | 995.1311
10141103 | PMT | TRANSFORMADOR | PTS 397 | TRANSFORMADOR MARCA:FUJI TUSCO PTS 397 PTS 397 |  | PTS 397 | Matola | Mussumbuluco |  | 32.438128 | -25.914636 | 200 | 33 | 0.4 | 3Ø | 2016 | FUJI TUSCO | 591409 | 991 | 45 | 970.0789 | 20.9211 | 20921.1111 |  | 44 | 49.55 | 49550 | 941.45 | 2.222% | 20.9211 | 41.8422 | 949.1578
10141103 | PMT | TRANSFORMADOR | PTS 1025 | TRANSFORMADOR MARCA:FUJI TUSCO PTS 1025 PTS 1025 |  | PTS 1025 | Matola | Tchumemene 3 |  | 32.413630 | -25.860559 | 200 | 33 | 0.4 | 3Ø | 2016 | FUJI TUSCO | 591363 | 991 | 45 | 970.0789 | 20.9211 | 20921.1111 |  | 44 | 49.55 | 49550 | 941.45 | 2.222% | 20.9211 | 41.8422 | 949.1578
10141103 | PMT | TRANSFORMADOR | PTS 436 | TRANSFORMADOR MARCA:FUJI TUSCO PTS 436 PTS 436 |  | PTS 436 | Matola Rio | Matola Rio |  | 32.427743 | -25.983370 | 200 | 33 | 0.4 | 3Ø | 2016 | FUJI TUSCO | 591380 | 991 | 45 | 970.0789 | 20.9211 | 20921.1111 |  | 44 | 49.55 | 49550 | 941.45 | 2.222% | 20.9211 | 41.8422 | 949.1578
10141103 | PMT | TRANSFORMADOR | PTS (Trans-Martinho) | TRANSFORMADOR MARCA:FUJI TUSCO PTS (Trans-Martinho) PTS (Trans-Martinho) |  | PTS (Trans-Martinho) | Matola Rio | Matola Rio |  | 32.417200 | -25.968404 | 200 | 33 | 0.4 | 3Ø | 2016 | FUJI TUSCO | 591412 | 991 | 45 | 970.0789 | 20.9211 | 20921.1111 |  | 44 | 49.55 | 49550 | 941.45 | 2.222% | 20.9211 | 41.8422 | 949.1578
10141103 | PMT | TRANSFORMADOR | PTS 24 | TRANSFORMADOR MARCA:POWERTECH PTS 24 PTS 24 |  | PTS 24 | Matola Rio | Djuba |  | 32.425752 | -25.948888 | 315 | 33 | 0.4 | 3Ø | 2016 | POWERTECH | 20945902/01 | 1039 | 45 | 1017.0656 | 21.9344 | 21934.4444 |  | 44 | 51.95 | 51950 | 987.05 | 2.222% | 21.9344 | 43.8689 | 995.1311
10141103 | PMT | TRANSFORMADOR | PTS 20 | TRANSFORMADOR MARCA:POWERTECH PTS 20 PTS 20 |  | PTS 20 | Matola Rio | Djonasse |  | 32.406059 | -25.939689 | 630 | 33 | 0.4 | 3Ø | 2016 | POWERTECH | 20946101/02 | 1200 | 45 | 1174.6667 | 25.3333 | 25333.3333 |  | 44 | 60 | 60000 | 1140 | 2.222% | 25.3333 | 50.6667 | 1149.3333
10141103 | PMT | TRANSFORMADOR | PTS 17 | TRANSFORMADOR MARCA:FUJI TUSCO PTS 17 PTS 17 |  | PTS 17 | Matola Rio | Djonasse |  | 32.391419 | -25.964307 | 160 | 33 | 0.4 | 3Ø | 2016 | FUJI TUSCO | 581707 | 991 | 45 | 970.0789 | 20.9211 | 20921.1111 |  | 44 | 49.55 | 49550 | 941.45 | 2.222% | 20.9211 | 41.8422 | 949.1578
10141103 | PMT | TRANSFORMADOR | PTS 1051 | TRANSFORMADOR MARCA:FUJI TUSCO PTS 1051 PTS 1051 |  | PTS 1051 | Boane | Mahubo |  | 32.345664 | -25.158539 | 200 | 33 | 0.4 | 3Ø | 2016 | FUJI TUSCO | 591410 | 991 | 45 | 970.0789 | 20.9211 | 20921.1111 |  | 44 | 49.55 | 49550 | 941.45 | 2.222% | 20.9211 | 41.8422 | 949.1578
10141103 | PMT | TRANSFORMADOR | PTS 1168 | TRANSFORMADOR MARCA:FUJI TUSCO PTS 1168 PTS 1168 |  | PTS 1168 | Boane | Mahanhane |  | 32.209790 | -25.164621 | 100 | 33 | 0.4 | 3Ø | 2016 | FUJI TUSCO | 591368 | 763 | 45 | 746.8922 | 16.1078 | 16107.7778 |  | 44 | 38.15 | 38150 | 724.85 | 2.222% | 16.1078 | 32.2156 | 730.7844
10141103 | PMT | TRANSFORMADOR | PTS 748 | TRANSFORMADOR MARCA:FUJI TUSCO PTS 748 PTS 748 |  | PTS 748 | Boane | Mahelane |  | 32.217722 | -25.193790 | 200 | 33 | 0.4 | 3Ø | 2016 | FUJI TUSCO | 591398 | 991 | 45 | 970.0789 | 20.9211 | 20921.1111 |  | 44 | 49.55 | 49550 | 941.45 | 2.222% | 20.9211 | 41.8422 | 949.1578
10141103 | PMT | TRANSFORMADOR | PTS 747 | TRANSFORMADOR MARCA:FUJI TUSCO PTS 747 PTS 747 |  | PTS 747 | Boane | Mechangulane |  | 32.188585 | -25.234124 | 100 | 33 | 0.4 | 3Ø | 2016 | FUJI TUSCO | 591347 | 763 | 45 | 746.8922 | 16.1078 | 16107.7778 |  | 44 | 38.15 | 38150 | 724.85 | 2.222% | 16.1078 | 32.2156 | 730.7844
10141103 | PMT | TRANSFORMADOR | PTS 692 | TRANSFORMADOR MARCA:TUSCO TRAFO PTS 692 PTS 692 |  | PTS 692 | Boane | Mamoli |  | 32.884293 | -25.718009 | 100 | 33 | 0.4 | 3Ø | 2016 | TUSCO TRAFO | 591353 | 763 | 45 | 746.8922 | 16.1078 | 16107.7778 |  | 44 | 38.15 | 38150 | 724.85 | 2.222% | 16.1078 | 32.2156 | 730.7844
10141103 | PMT | TRANSFORMADOR | PTS 618 | TRANSFORMADOR MARCA:FUJI TUSCO PTS 618 PTS 618 |  | PTS 618 | Boane | Inhaca |  | 32.942163 | -25.017450 | 160 | 33 | 0.4 | 3Ø | 2016 | FUJI TUSCO | 59356 | 991 | 45 | 970.0789 | 20.9211 | 20921.1111 |  | 44 | 49.55 | 49550 | 941.45 | 2.222% | 20.9211 | 41.8422 | 949.1578
10141103 | PMT | TRANSFORMADOR | PTS 622 | TRANSFORMADOR MARCA:FUJI TUSCO PTS 622 PTS 622 |  | PTS 622 | Boane | Inhaca |  | 32.905068 | -25.038046 | 100 | 33 | 0.4 | 3Ø | 2016 | FUJI TUSCO | 591350 | 763 | 45 | 746.8922 | 16.1078 | 16107.7778 |  | 44 | 38.15 | 38150 | 724.85 | 2.222% | 16.1078 | 32.2156 | 730.7844
10141103 | PMT | TRANSFORMADOR | PTS 610 | TRANSFORMADOR MARCA:FUJI TUSCO PTS 610 PTS 610 |  | PTS 610 | Boane | Machangulo-Nhonguane |  | 32.951159 | -25.094220 | 160 | 33 | 0.4 | 3Ø | 2016 | FUJI TUSCO | 591354 | 991 | 45 | 970.0789 | 20.9211 | 20921.1111 |  | 44 | 49.55 | 49550 | 941.45 | 2.222% | 20.9211 | 41.8422 | 949.1578
10141103 | PMT | TRANSFORMADOR | PT 417 | TRANSFORMADOR MARCA:ORMAZABAL PT 417 | Mahotas |  | Maputo |  |  | 32,6156979 | -25,9227425 | 500 | 11 | 0,4 | 3Φ | 2016 | ORMAZABAL | 256822 | 1016 | 45 | 994.5511 | 21.4489 | 21448.8889 |  | 44 | 50.8 | 50800 | 965.2 | 2.222% | 21.4489 | 42.8978 | 973.1022
10141103 | PMT | TRANSFORMADOR | PT 450 | TRANSFORMADOR MARCA:Efacec PT 450 | Mahotas |  | Maputo |  |  | 32,6077705 | -25,9286722 | 315 | 11 | 0,4 | 3Φ | 2016 | Efacec | F02302/02 | 840 | 45 | 822.2667 | 17.7333 | 17733.3333 |  | 44 | 42 | 42000 | 798 | 2.222% | 17.7333 | 35.4667 | 804.5333
10141103 | PMT | TRANSFORMADOR | PT 251R | TRANSFORMADOR MARCA:Efacec PT 251R | Guava |  | Maputo |  |  | 32,6525397 | -25,7335321 | 315 | 33 | 0.4 | 3Φ | 2016 | Efacec | F002261,03 | 1039 | 45 | 1017.0656 | 21.9344 | 21934.4444 |  | 44 | 51.95 | 51950 | 987.05 | 2.222% | 21.9344 | 43.8689 | 995.1311
10141103 | PMT | TRANSFORMADOR | PT 133R | TRANSFORMADOR MARCA:Efacec PT 133R | Guava |  | Maputo |  |  | 32,6659003 | -25,7243416 | 315 | 33 | 0.4 | 3Φ | 2016 | Efacec | F002226,01 | 1039 | 45 | 1017.0656 | 21.9344 | 21934.4444 |  | 44 | 51.95 | 51950 | 987.05 | 2.222% | 21.9344 | 43.8689 | 995.1311
10141103 | PMT | TRANSFORMADOR | PT 195R | TRANSFORMADOR MARCA:Freestate Transformers PT 195R | Guava |  | Maputo |  |  | 32,6590951 | -25,7866687 | 315 | 33 | 0.4 | 3Φ | 2016 | Freestate Transformers |  | 1039 | 45 | 1017.0656 | 21.9344 | 21934.4444 |  | 44 | 51.95 | 51950 | 987.05 | 2.222% | 21.9344 | 43.8689 | 995.1311
10141103 | PMT | TRANSFORMADOR | PT 103R | TRANSFORMADOR MARCA:Efacec PT 103R | Guava |  | Maputo |  |  | 32,5838313 | -25,7948284 | 630 | 33 | 0.4 | 3Φ | 2016 | Efacec | F002114,01 | 1200 | 45 | 1174.6667 | 25.3333 | 25333.3333 |  | 44 | 60 | 60000 | 1140 | 2.222% | 25.3333 | 50.6667 | 1149.3333
10141103 | PMT | TRANSFORMADOR | PT 381R | TRANSFORMADOR MARCA:Fuji Tusco Co. Ltd PT 381R | Guava |  | Maputo |  |  | 32,6741022 | -25,7875488 | 100 | 33 | 0.4 | 3Φ | 2016 | Fuji Tusco Co. Ltd | 591144 | 763 | 45 | 746.8922 | 16.1078 | 16107.7778 |  | 44 | 38.15 | 38150 | 724.85 | 2.222% | 16.1078 | 32.2156 | 730.7844
10141103 | PMT | TRANSFORMADOR | PT 313R | TRANSFORMADOR MARCA:ORMAZABAL PT 313R | Guava |  | Maputo |  |  | 32,5841907 | -25,7581936 | 500 | 33 | 0,4 | 3Φ | 2016 | ORMAZABAL | 256835 | 1200 | 45 | 1174.6667 | 25.3333 | 25333.3333 |  | 44 | 60 | 60000 | 1140 | 2.222% | 25.3333 | 50.6667 | 1149.3333
10141103 | PMT | TRANSFORMADOR | PT 383R | TRANSFORMADOR MARCA:ORMAZABAL PT 383R | Guava |  | Maputo |  |  | 32,5716056 | -25,7540654 | 200 | 33 | 0,4 | 3Φ | 2016 | ORMAZABAL | 256847 | 991 | 45 | 970.0789 | 20.9211 | 20921.1111 |  | 44 | 49.55 | 49550 | 941.45 | 2.222% | 20.9211 | 41.8422 | 949.1578
10141103 | PMT | TRANSFORMADOR | PT 199 | TRANSFORMADOR MARCA:Fuji Tusco PT 199 | Infulene |  | Maputo |  |  | 32,5168116 | -25,8888327 | 160 | 33 | 0,4 | 3Φ | 2016 | Fuji Tusco | S01355 | 991 | 45 | 970.0789 | 20.9211 | 20921.1111 |  | 44 | 49.55 | 49550 | 941.45 | 2.222% | 20.9211 | 41.8422 | 949.1578
10141103 | PMT | TRANSFORMADOR | PT 521 | TRANSFORMADOR MARCA:Fuji Tusco PT 521 | Infulene |  | Maputo |  |  | 32,5068298 | -25,8554858 | 200 | 33 | 0,4 | 3Φ | 2016 | Fuji Tusco | 591397 | 991 | 45 | 970.0789 | 20.9211 | 20921.1111 |  | 44 | 49.55 | 49550 | 941.45 | 2.222% | 20.9211 | 41.8422 | 949.1578
10141103 | PMT | TRANSFORMADOR | PT 829 | TRANSFORMADOR MARCA:Fuji Tusco PT 829 | Infulene |  | Maputo |  |  | 32,5533759 | -25,8832448 | 200 | 33 | 0,4 | 3Φ | 2016 | Fuji Tusco | 591402 | 991 | 45 | 970.0789 | 20.9211 | 20921.1111 |  | 44 | 49.55 | 49550 | 941.45 | 2.222% | 20.9211 | 41.8422 | 949.1578
10141103 | PMT | TRANSFORMADOR | PTS 847 | TRANSFORMADOR MARCA:ORMAZABAL PTS 847 | Zimpeto |  | Maputo |  |  | 32,5376871 | -25,8587953 | 200 | 33 | 0,4 | 3Φ | 2016 | ORMAZABAL | 256844 | 991 | 45 | 970.0789 | 20.9211 | 20921.1111 |  | 44 | 49.55 | 49550 | 941.45 | 2.222% | 20.9211 | 41.8422 | 949.1578
10141103 | PMT | TRANSFORMADOR | PTS 215 | TRANSFORMADOR MARCA:? PTS 215 | Zimpeto |  | Maputo |  |  | 32,5385027 | -25,8551447 | 200 | 33 | 0,4 | 3Φ | 2016 | ? |  | 991 | 45 | 970.0789 | 20.9211 | 20921.1111 |  | 44 | 49.55 | 49550 | 941.45 | 2.222% | 20.9211 | 41.8422 | 949.1578
10141103 | PMT | TRANSFORMADOR | PTS 216 | TRANSFORMADOR MARCA:Desta Power Malta PTS 216 | Zimpeto |  | Maputo |  |  | 32,5388613 | -25,8525805 | 250 | 33 | 0,4 | 3Φ | 2016 | Desta Power Malta | 20668003/03 | 991 | 45 | 970.0789 | 20.9211 | 20921.1111 |  | 44 | 49.55 | 49550 | 941.45 | 2.222% | 20.9211 | 41.8422 | 949.1578
10141103 | PMT | TRANSFORMADOR | PT 631 | TRANSFORMADOR MARCA:Fuji Trafo Ltd. PT 631 | Manhica |  | Maputo |  |  | 32,8336256 | -25,3086413 | 200 | 33 | 0,4 | 3Φ | 2016 | Fuji Trafo Ltd. | 591383 | 991 | 45 | 970.0789 | 20.9211 | 20921.1111 |  | 44 | 49.55 | 49550 | 941.45 | 2.222% | 20.9211 | 41.8422 | 949.1578
10141103 | PMT | TRANSFORMADOR | PT 630 | TRANSFORMADOR MARCA:Fuji Trafo Ltd. PT 630 | Manhica |  | Maputo |  |  | 32,8430658 | -25,2959458 | 100 | 33 | 0,4 | 3Φ | 2016 | Fuji Trafo Ltd. | 591352 | 763 | 45 | 746.8922 | 16.1078 | 16107.7778 |  | 44 | 38.15 | 38150 | 724.85 | 2.222% | 16.1078 | 32.2156 | 730.7844
10141103 | PMT | TRANSFORMADOR | PT 493 | TRANSFORMADOR MARCA:Fuji Tusco PT 493 | Mashava |  | Maputo |  |  | 32,4972011 | -25,8961293 | 200 | 33 | 0,4 | 3Φ | 2016 | Fuji Tusco | 591377 | 991 | 45 | 970.0789 | 20.9211 | 20921.1111 |  | 44 | 49.55 | 49550 | 941.45 | 2.222% | 20.9211 | 41.8422 | 949.1578
10141103 | PMT | TRANSFORMADOR | PT 392 | TRANSFORMADOR MARCA:Fuji Tusco PT 392 | Mashava |  | Maputo |  |  | 32,4803625 | -25,8772910 | 200 | 33 | 0,4 | 3Φ | 2016 | Fuji Tusco | 591371 | 991 | 45 | 970.0789 | 20.9211 | 20921.1111 |  | 44 | 49.55 | 49550 | 941.45 | 2.222% | 20.9211 | 41.8422 | 949.1578
10141103 | PMT | TRANSFORMADOR | PT 124 | TRANSFORMADOR MARCA:Efacec PT 124 | Mashava |  | Maputo |  |  | 32,4857899 | -25,8834776 | 200 | 33 | 0,4 | 3Φ | 2016 | Efacec |  | 991 | 45 | 970.0789 | 20.9211 | 20921.1111 |  | 44 | 49.55 | 49550 | 941.45 | 2.222% | 20.9211 | 41.8422 | 949.1578
10141103 | PMT | TRANSFORMADOR | PT 363 | TRANSFORMADOR MARCA:Powertech PT 363 | Mashava |  | Maputo |  |  | 32,4684435 | -25,8823036 | 250 | 33 | 0,4 | 3Φ | 2016 | Powertech | 20945902/02 | 991 | 45 | 970.0789 | 20.9211 | 20921.1111 |  | 44 | 49.55 | 49550 | 941.45 | 2.222% | 20.9211 | 41.8422 | 949.1578
10141103 | PMT | TRANSFORMADOR | PT 340 | TRANSFORMADOR MARCA:Fuji Tusco PT 340 | Mashava |  | Maputo |  |  | 32,4623706 | -25,8899126 | 200 | 33 | 0,4 | 3Φ | 2016 | Fuji Tusco | 591382 | 991 | 45 | 970.0789 | 20.9211 | 20921.1111 |  | 44 | 49.55 | 49550 | 941.45 | 2.222% | 20.9211 | 41.8422 | 949.1578
10141103 | PMT | TRANSFORMADOR | PT 107 | TRANSFORMADOR MARCA:Fuji Tusco PT 107 | Mashava |  | Maputo |  |  | 32,4448632 | -25,8943957 | 200 | 33 | 0,4 | 3Φ | 2016 | Fuji Tusco | 591395 | 991 | 45 | 970.0789 | 20.9211 | 20921.1111 |  | 44 | 49.55 | 49550 | 941.45 | 2.222% | 20.9211 | 41.8422 | 949.1578
10141103 | PMT | TRANSFORMADOR | PT 331 | TRANSFORMADOR MARCA:Fuji Tusco PT 331 | Mashava |  | Maputo |  |  | 32,4622008 | -25,87166474 | 200 | 33 | 0,4 | 3Φ | 2016 | Fuji Tusco | 591381 | 991 | 45 | 970.0789 | 20.9211 | 20921.1111 |  | 44 | 49.55 | 49550 | 941.45 | 2.222% | 20.9211 | 41.8422 | 949.1578
10141103 | PMT | TRANSFORMADOR | PTS 534 | TRANSFORMADOR MARCA:Efacec PTS 534 | Mashava |  | Maputo |  |  | 32,4799958 | -25,8681002 | 200 | 33 | 0,4 | 3Φ | 2016 | Efacec |  | 991 | 45 | 970.0789 | 20.9211 | 20921.1111 |  | 44 | 49.55 | 49550 | 941.45 | 2.222% | 20.9211 | 41.8422 | 949.1578
10141103 | PMT | TRANSFORMADOR | PT 330 | TRANSFORMADOR MARCA:Powertech PT 330 | Mashava |  | Maputo |  |  | 32,4617161 | -25,8592516 | 250 | 33 | 0,4 | 3Φ | 2016 | Powertech | 20945801/01 | 991 | 45 | 970.0789 | 20.9211 | 20921.1111 |  | 44 | 49.55 | 49550 | 941.45 | 2.222% | 20.9211 | 41.8422 | 949.1578
10141103 | PMT | TRANSFORMADOR | PT 410 | TRANSFORMADOR MARCA:ORMAZABAL PT 410 | Mashava |  | Maputo |  |  | 32,4806424 | -25,8591269 | 200 | 33 | 0,4 | 3Φ | 2016 | ORMAZABAL | 256846 | 991 | 45 | 970.0789 | 20.9211 | 20921.1111 |  | 44 | 49.55 | 49550 | 941.45 | 2.222% | 20.9211 | 41.8422 | 949.1578
10141103 | PMT | TRANSFORMADOR | PTS 253 | TRANSFORMADOR MARCA:Powertech PTS 253 | Mashava |  | Maputo |  |  | 32,4793164 | -25,8464905 | 500 | 33 | 0,4 | 3Φ | 2016 | Powertech | 20946002/02 | 1200 | 45 | 1174.6667 | 25.3333 | 25333.3333 |  | 44 | 60 | 60000 | 1140 | 2.222% | 25.3333 | 50.6667 | 1149.3333
10141103 | PMT | TRANSFORMADOR | PT 131 | TRANSFORMADOR MARCA:Fuji Tusco PT 131 | Mashava |  | Maputo |  |  | 32,4660914 | -25,8329403 | 200 | 33 | 0,4 | 3Φ | 2016 | Fuji Tusco | 591372 | 991 | 45 | 970.0789 | 20.9211 | 20921.1111 |  | 44 | 49.55 | 49550 | 941.45 | 2.222% | 20.9211 | 41.8422 | 949.1578
10141103 | PMT | TRANSFORMADOR | PT 130 | TRANSFORMADOR MARCA:Fuji Tusco PT 130 | Mashava |  | Maputo |  |  | 32,4741923 | -25,8318388 | 200 | 33 | 0,4 | 3Φ | 2016 | Fuji Tusco | 591406 | 991 | 45 | 970.0789 | 20.9211 | 20921.1111 |  | 44 | 49.55 | 49550 | 941.45 | 2.222% | 20.9211 | 41.8422 | 949.1578
10141103 | PMT | TRANSFORMADOR | PTS 851 | TRANSFORMADOR MARCA:Fuji Tusco PTS 851 | Mashava |  | Maputo |  |  | 32,4923045 | -25,8535826 | 200 | 33 | 0,4 | 3Φ | 2016 | Fuji Tusco | 591389 | 991 | 45 | 970.0789 | 20.9211 | 20921.1111 |  | 44 | 49.55 | 49550 | 941.45 | 2.222% | 20.9211 | 41.8422 | 949.1578
10141103 | PMT | TRANSFORMADOR | PTS 564 | TRANSFORMADOR MARCA:Fuji Tusco PTS 564 | Mashava |  | Maputo |  |  | 32,4451104 | -25,8456681 | 160 | 33 | 0,4 | 3Φ | 2016 | Fuji Tusco | 581709 | 991 | 45 | 970.0789 | 20.9211 | 20921.1111 |  | 44 | 49.55 | 49550 | 941.45 | 2.222% | 20.9211 | 41.8422 | 949.1578
10141103 | PMT | TRANSFORMADOR | PTS 919 | TRANSFORMADOR MARCA:Fuji Tusco PTS 919 | Mashava |  | Maputo |  |  | 32,4450847 | -25,8491384 | 100 | 33 | 0,4 | 3Φ | 2016 | Fuji Tusco | 581724 | 763 | 45 | 746.8922 | 16.1078 | 16107.7778 |  | 44 | 38.15 | 38150 | 724.85 | 2.222% | 16.1078 | 32.2156 | 730.7844
10141103 | PMT | TRANSFORMADOR | PTS 917 | TRANSFORMADOR MARCA:Fuji Tusco PTS 917 | Mashava |  | Maputo |  |  | 32,4415253 | -25,8530404 | 100 | 33 | 0,4 | 3Φ | 2016 | Fuji Tusco | 581728 | 763 | 45 | 746.8922 | 16.1078 | 16107.7778 |  | 44 | 38.15 | 38150 | 724.85 | 2.222% | 16.1078 | 32.2156 | 730.7844
10141103 | PMT | TRANSFORMADOR | PTS 918 | TRANSFORMADOR MARCA:Fuji Tusco PTS 918 | Mashava |  | Maputo |  |  | 32,4455006 | -25,8542818 | 100 | 33 | 0,4 | 3Φ | 2016 | Fuji Tusco | 581718 | 763 | 45 | 746.8922 | 16.1078 | 16107.7778 |  | 44 | 38.15 | 38150 | 724.85 | 2.222% | 16.1078 | 32.2156 | 730.7844
10141103 | PMT | TRANSFORMADOR | PTS 1027 | TRANSFORMADOR MARCA:Fuji Tusco PTS 1027 | Mashava |  | Maputo |  |  | 32,4298938 | -25,8522521 | 200 | 33 | 0,4 | 3Φ | 2016 | Fuji Tusco | 581712 | 991 | 45 | 970.0789 | 20.9211 | 20921.1111 |  | 44 | 49.55 | 49550 | 941.45 | 2.222% | 20.9211 | 41.8422 | 949.1578
10141103 | PMT | TRANSFORMADOR | PTS 1028 | TRANSFORMADOR MARCA:Fuji Tusco PTS 1028 | Mashava |  | Maputo |  |  | 32,4333518 | -25,8512562 | 200 | 33 | 0,4 | 3Φ | 2016 | Fuji Tusco | 581743 | 991 | 45 | 970.0789 | 20.9211 | 20921.1111 |  | 44 | 49.55 | 49550 | 941.45 | 2.222% | 20.9211 | 41.8422 | 949.1578
10141103 | PMT | TRANSFORMADOR | PTS 914 | TRANSFORMADOR MARCA:Fuji Tusco PTS 914 | Mashava |  | Maputo |  |  | 32,4358516 | -25,8535503 | 100 | 33 | 0,4 | 3Φ | 2016 | Fuji Tusco | 581723 | 763 | 45 | 746.8922 | 16.1078 | 16107.7778 |  | 44 | 38.15 | 38150 | 724.85 | 2.222% | 16.1078 | 32.2156 | 730.7844
10141103 | PMT | TRANSFORMADOR | PTS 915 | TRANSFORMADOR MARCA:Fuji Tusco PTS 915 | Mashava |  | Maputo |  |  | 32,4381288 | -25,8547526 | 100 | 33 | 0,4 | 3Φ | 2016 | Fuji Tusco | 581719 | 763 | 45 | 746.8922 | 16.1078 | 16107.7778 |  | 44 | 38.15 | 38150 | 724.85 | 2.222% | 16.1078 | 32.2156 | 730.7844
10141103 | PMT | TRANSFORMADOR | PTS 916 | TRANSFORMADOR MARCA:Fuji Tusco PTS 916 | Mashava |  | Maputo |  |  | 32,4388489 | -25,8515942 | 100 | 33 | 0,4 | 3Φ | 2016 | Fuji Tusco | 581726 | 763 | 45 | 746.8922 | 16.1078 | 16107.7778 |  | 44 | 38.15 | 38150 | 724.85 | 2.222% | 16.1078 | 32.2156 | 730.7844
10141103 | PMT | TRANSFORMADOR | PTS 922 | TRANSFORMADOR MARCA:Fuji Tusco PTS 922 | Mashava |  | Maputo |  |  | 32,4458962 | -25,8420335 | 100 | 33 | 0,4 | 3Φ | 2016 | Fuji Tusco | 581727 | 763 | 45 | 746.8922 | 16.1078 | 16107.7778 |  | 44 | 38.15 | 38150 | 724.85 | 2.222% | 16.1078 | 32.2156 | 730.7844
10141103 | PMT | TRANSFORMADOR | PTS 1143 | TRANSFORMADOR MARCA:Fuji Tusco PTS 1143 | Mashava |  | Maputo |  |  | 32,4332745 | -25,8455844 | 160 | 33 | 0,4 | 3Φ | 2016 | Fuji Tusco | 581731 | 991 | 45 | 970.0789 | 20.9211 | 20921.1111 |  | 44 | 49.55 | 49550 | 941.45 | 2.222% | 20.9211 | 41.8422 | 949.1578
10141103 | PMT | TRANSFORMADOR | PTS 1030 | TRANSFORMADOR MARCA:Fuji Tusco PTS 1030 | Mashava |  | Maputo |  |  | 32,4301396 | -25,8446929 | 200 | 33 | 0,4 | 3Φ | 2016 | Fuji Tusco | 581713 | 991 | 45 | 970.0789 | 20.9211 | 20921.1111 |  | 44 | 49.55 | 49550 | 941.45 | 2.222% | 20.9211 | 41.8422 | 949.1578
10141103 | PMT | TRANSFORMADOR | PTS 1029 | TRANSFORMADOR MARCA:Fuji Tusco PTS 1029 | Mashava |  | Maputo |  |  | 32,4309791 | -25,8472868 | 200 | 33 | 0,4 | 3Φ | 2016 | Fuji Tusco | 581716 | 991 | 45 | 970.0789 | 20.9211 | 20921.1111 |  | 44 | 49.55 | 49550 | 941.45 | 2.222% | 20.9211 | 41.8422 | 949.1578
10141103 | PMT | TRANSFORMADOR | PTS 1026 | TRANSFORMADOR MARCA:Fuji Tusco PTS 1026 | Mashava |  | Maputo |  |  | 32,4256095 | -25,8505208 | 200 | 33 | 0,4 | 3Φ | 2016 | Fuji Tusco | 591130 | 991 | 45 | 970.0789 | 20.9211 | 20921.1111 |  | 44 | 49.55 | 49550 | 941.45 | 2.222% | 20.9211 | 41.8422 | 949.1578
10141103 | PMT | TRANSFORMADOR | PTS 1023 | TRANSFORMADOR MARCA:Fuji Tusco PTS 1023 | Mashava |  | Maputo |  |  | 32,4259455 | -25,8468548 | 200 | 33 | 0,4 | 3Φ | 2016 | Fuji Tusco | 591132 | 991 | 45 | 970.0789 | 20.9211 | 20921.1111 |  | 44 | 49.55 | 49550 | 941.45 | 2.222% | 20.9211 | 41.8422 | 949.1578
10141103 | PMT | TRANSFORMADOR | PTS 1022 | TRANSFORMADOR MARCA:Fuji Tusco PTS 1022 | Mashava |  | Maputo |  |  | 32,4273614 | -25,8469727 | 200 | 33 | 0,4 | 3Φ | 2016 | Fuji Tusco | 581715 | 991 | 45 | 970.0789 | 20.9211 | 20921.1111 |  | 44 | 49.55 | 49550 | 941.45 | 2.222% | 20.9211 | 41.8422 | 949.1578
10141103 | PMT | TRANSFORMADOR | PTS 946 | TRANSFORMADOR MARCA:Fuji Tusco PTS 946 | Mashava |  | Maputo |  |  | 32,4279954 | -25,8433139 | 160 | 33 | 0,4 | 3Φ | 2016 | Fuji Tusco | 581733 | 991 | 45 | 970.0789 | 20.9211 | 20921.1111 |  | 44 | 49.55 | 49550 | 941.45 | 2.222% | 20.9211 | 41.8422 | 949.1578
10141103 | PMT | TRANSFORMADOR | PTS 939 | TRANSFORMADOR MARCA:Fuji Tusco PTS 939 | Mashava |  | Maputo |  |  | 32,4330943 | -25,8364151 | 160 | 33 | 0,4 | 3Φ | 2016 | Fuji Tusco | 581334 | 991 | 45 | 970.0789 | 20.9211 | 20921.1111 |  | 44 | 49.55 | 49550 | 941.45 | 2.222% | 20.9211 | 41.8422 | 949.1578
10141103 | PMT | TRANSFORMADOR | PTS 891 | TRANSFORMADOR MARCA:Fuji Tusco PTS 891 | Mashava |  | Maputo |  |  | 32,4498718 | -25,8349385 | 160 | 33 | 0,4 | 3Φ | 2016 | Fuji Tusco | 581738 | 991 | 45 | 970.0789 | 20.9211 | 20921.1111 |  | 44 | 49.55 | 49550 | 941.45 | 2.222% | 20.9211 | 41.8422 | 949.1578
10141103 | PMT | TRANSFORMADOR | PTS 892 | TRANSFORMADOR MARCA:Fuji Tusco PTS 892 | Mashava |  | Maputo |  |  | 32,4531884 | -25,8364638 | 160 | 33 | 0,4 | 3Φ | 2016 | Fuji Tusco | 581735 | 991 | 45 | 970.0789 | 20.9211 | 20921.1111 |  | 44 | 49.55 | 49550 | 941.45 | 2.222% | 20.9211 | 41.8422 | 949.1578
10141103 | PMT | TRANSFORMADOR | PTS 896 | TRANSFORMADOR MARCA:Fuji Tusco PTS 896 | Mashava |  | Maputo |  |  | 32,4546153 | -25,8437242 | 100 | 33 | 0,4 | 3Φ | 2016 | Fuji Tusco | 581721 | 763 | 45 | 746.8922 | 16.1078 | 16107.7778 |  | 44 | 38.15 | 38150 | 724.85 | 2.222% | 16.1078 | 32.2156 | 730.7844
10141103 | PMT | TRANSFORMADOR | PTS 881 | TRANSFORMADOR MARCA:Fuji Tusco PTS 881 | Mashava |  | Maputo |  |  | 32,4149229 | -25,7654794 | 200 | 33 | 0,4 | 3Φ | 2016 | Fuji Tusco | 591375 | 991 | 45 | 970.0789 | 20.9211 | 20921.1111 |  | 44 | 49.55 | 49550 | 941.45 | 2.222% | 20.9211 | 41.8422 | 949.1578
10141103 | PMT | TRANSFORMADOR | PT 376R | TRANSFORMADOR MARCA:Efacec PT 376R | Katembe |  | Maputo |  |  | 32,4927923 | -26,1071338 | 250 | 33 | 0,4 | 3Φ | 2016 | Efacec | F002124.01 | 991 | 45 | 970.0789 | 20.9211 | 20921.1111 |  | 44 | 49.55 | 49550 | 941.45 | 2.222% | 20.9211 | 41.8422 | 949.1578
10141103 | PMT | TRANSFORMADOR | PT 15 RE | TRANSFORMADOR MARCA:ORMAZABAL PT 15 RE | Masinga |  | Inhambane |  |  | 35,3836121 | -23,3172117 | 100 | 33 | 0.4 | 3Φ | 2016 | ORMAZABAL | ? | 763 | 45 | 746.8922 | 16.1078 | 16107.7778 |  | 44 | 38.15 | 38150 | 724.85 | 2.222% | 16.1078 | 32.2156 | 730.7844
10141103 | PMT | TRANSFORMADOR | PT 29 RG | TRANSFORMADOR MARCA:Zent Transformers PT 29 RG | Vilankulo |  | Inhambane |  |  | 35,2796104 | -21,9989622 | 200 | 33 | 0.4 | 3Φ | 2016 | Zent Transformers | 200EDM17 | 991 | 45 | 970.0789 | 20.9211 | 20921.1111 |  | 44 | 49.55 | 49550 | 941.45 | 2.222% | 20.9211 | 41.8422 | 949.1578
10141103 | PMT | TRANSFORMADOR | PT 71R | TRANSFORMADOR MARCA:Ormazabal PT 71R |  |  | Zimbeto |  |  | 32,5989024 | -25,843097 | 500 | 33 | 0.4 | 3Φ | 2016 | Ormazabal | 256836 | 1200 | 45 | 1174.6667 | 25.3333 | 25333.3333 |  | 44 | 60 | 60000 | 1140 | 2.222% | 25.3333 | 50.6667 | 1149.3333
10141103 | PMT | TRANSFORMADOR | PT 579R | TRANSFORMADOR MARCA:Fuji Tusco Co. PT 579R |  |  | Muhlaze |  |  | 32,512633 | -25,781520 | 160 | 33 | 0.4 | 3Φ | 2016 | Fuji Tusco Co. | 591357 | 991 | 45 | 970.0789 | 20.9211 | 20921.1111 |  | 44 | 49.55 | 49550 | 941.45 | 2.222% | 20.9211 | 41.8422 | 949.1578
10141103 | PMT | TRANSFORMADOR | PT 993R | TRANSFORMADOR MARCA:Fuji Tusco Co. PT 993R |  |  | Muhlaze |  |  | 32,5323702 | -25,813040 | 100 | 33 | 0.4 | 3Φ | 2016 | Fuji Tusco Co. | 581722 | 763 | 45 | 746.8922 | 16.1078 | 16107.7778 |  | 44 | 38.15 | 38150 | 724.85 | 2.222% | 16.1078 | 32.2156 | 730.7844
10141103 | PMT | TRANSFORMADOR | PT 995R | TRANSFORMADOR MARCA:Fuji Tusco Co. PT 995R |  |  | Muhlaze |  |  | 32,541832 | -25,813633 | 100 | 33 | 0.4 | 3Φ | 2016 | Fuji Tusco Co. | 591186 | 763 | 45 | 746.8922 | 16.1078 | 16107.7778 |  | 44 | 38.15 | 38150 | 724.85 | 2.222% | 16.1078 | 32.2156 | 730.7844
10141103 | PMT | TRANSFORMADOR | PT 991R | TRANSFORMADOR MARCA:Fuji Tusco Co. PT 991R |  |  | Muhlaze |  |  | 32,525548 | -25,813348 | 100 | 33 | 0.4 | 3Φ | 2016 | Fuji Tusco Co. | 581720 | 763 | 45 | 746.8922 | 16.1078 | 16107.7778 |  | 44 | 38.15 | 38150 | 724.85 | 2.222% | 16.1078 | 32.2156 | 730.7844
10141103 | PMT | TRANSFORMADOR | PT 999R | TRANSFORMADOR MARCA:Fuji Tusco Co. PT 999R |  |  | Muhlaze |  |  | 32,530024 | -25,821247 | 160 | 33 | 0.4 | 3Φ | 2016 | Fuji Tusco Co. | 581729 | 991 | 45 | 970.0789 | 20.9211 | 20921.1111 |  | 44 | 49.55 | 49550 | 941.45 | 2.222% | 20.9211 | 41.8422 | 949.1578
10141103 | PMT | TRANSFORMADOR | PT 1004R | TRANSFORMADOR MARCA:Fuji Tusco Co. PT 1004R |  |  | Muhlaze |  |  | 32,527933 | -25,815922 | 160 | 33 | 0.4 | 3Φ | 2016 | Fuji Tusco Co. | 581737 | 991 | 45 | 970.0789 | 20.9211 | 20921.1111 |  | 44 | 49.55 | 49550 | 941.45 | 2.222% | 20.9211 | 41.8422 | 949.1578
10141103 | PMT | TRANSFORMADOR | PT 1009R | TRANSFORMADOR MARCA:Fuji Tusco Co. PT 1009R |  |  | Muhlaze |  |  | 32,533999 | -25,823057 | 160 | 33 | 0.4 | 3Φ | 2016 | Fuji Tusco Co. | 581730 | 991 | 45 | 970.0789 | 20.9211 | 20921.1111 |  | 44 | 49.55 | 49550 | 941.45 | 2.222% | 20.9211 | 41.8422 | 949.1578
10141103 | PMT | TRANSFORMADOR | PT 263R | TRANSFORMADOR MARCA:Efacec PT 263R |  |  | Muhlaze |  |  | 32,52934 | -25,841269 | 630 | 33 | 0.4 | 3Φ | 2016 | Efacec | F002114.03 | 1200 | 45 | 1174.6667 | 25.3333 | 25333.3333 |  | 44 | 60 | 60000 | 1140 | 2.222% | 25.3333 | 50.6667 | 1149.3333
10141103 | PMT | TRANSFORMADOR | PTS 256 | TRANSFORMADOR MARCA:Fuji Tusco Co. PTS 256 |  |  | MATOLA |  |  | 32,456329 | -25,968578 | 200 | 33 | 0.4 | 3Φ | 2016 | Fuji Tusco Co. | 591407 | 991 | 45 | 970.0789 | 20.9211 | 20921.1111 |  | 44 | 49.55 | 49550 | 941.45 | 2.222% | 20.9211 | 41.8422 | 949.1578
10141103 | PMT | TRANSFORMADOR | PTS 236 | TRANSFORMADOR MARCA:Fuji Tusco Co. PTS 236 |  |  | MATOLA |  |  | 32,47477 | -25,95381 | 200 | 33 | 0.4 | 3Φ | 2016 | Fuji Tusco Co. | 591411 | 991 | 45 | 970.0789 | 20.9211 | 20921.1111 |  | 44 | 49.55 | 49550 | 941.45 | 2.222% | 20.9211 | 41.8422 | 949.1578
10141103 | PMT | TRANSFORMADOR | PTS 32 | TRANSFORMADOR MARCA:Powertech PTS 32 |  |  | MATOLA |  |  | 32,45556 | -25,94604 | 630 | 33 | 0.4 | 3Φ | 2016 | Powertech | 2094102/02 | 1200 | 45 | 1174.6667 | 25.3333 | 25333.3333 |  | 44 | 60 | 60000 | 1140 | 2.222% | 25.3333 | 50.6667 | 1149.3333
10141103 | PMT | TRANSFORMADOR | PTS 396 | TRANSFORMADOR MARCA:Efacec PTS 396 |  |  | MATOLA |  |  | 32,38971 | -25,83185 | 200 | 33 | 0.4 | 3Φ | 2016 | Efacec | F002102.02 | 991 | 45 | 970.0789 | 20.9211 | 20921.1111 |  | 44 | 49.55 | 49550 | 941.45 | 2.222% | 20.9211 | 41.8422 | 949.1578
10141103 | PMT | TRANSFORMADOR | PTS 352 | TRANSFORMADOR MARCA:Powertech PTS 352 |  |  | MATOLA |  |  | 32,42928 | -25,87842 | 200 | 33 | 0.4 | 3Φ | 2016 | Powertech | 20946701/02 | 991 | 45 | 970.0789 | 20.9211 | 20921.1111 |  | 44 | 49.55 | 49550 | 941.45 | 2.222% | 20.9211 | 41.8422 | 949.1578
10141103 | PMT | TRANSFORMADOR | PTS 353 | TRANSFORMADOR MARCA:Fuji Tusco Co. PTS 353 |  |  | MATOLA |  |  | 32,42179 | -25,88423 | 200 | 33 | 0.4 | 3Φ | 2016 | Fuji Tusco Co. | 591386 | 991 | 45 | 970.0789 | 20.9211 | 20921.1111 |  | 44 | 49.55 | 49550 | 941.45 | 2.222% | 20.9211 | 41.8422 | 949.1578
10141103 | PMT | TRANSFORMADOR | PTS 354 | TRANSFORMADOR MARCA:Fuji Tusco Co. PTS 354 |  |  | MATOLA |  |  | 32,41836 | -25,88716 | 200 | 33 | 0.4 | 3Φ | 2016 | Fuji Tusco Co. | 591366 | 991 | 45 | 970.0789 | 20.9211 | 20921.1111 |  | 44 | 49.55 | 49550 | 941.45 | 2.222% | 20.9211 | 41.8422 | 949.1578
10141103 | PMT | TRANSFORMADOR | PTS 483 | TRANSFORMADOR MARCA:Fuji Tusco Co. PTS 483 |  |  | MATOLA |  |  | 32,42004 | -25,89124 | 200 | 33 | 0.4 | 3Φ | 2016 | Fuji Tusco Co. | 591385 | 991 | 45 | 970.0789 | 20.9211 | 20921.1111 |  | 44 | 49.55 | 49550 | 941.45 | 2.222% | 20.9211 | 41.8422 | 949.1578
10141103 | PMT | TRANSFORMADOR | PTS 1081 | TRANSFORMADOR MARCA:Fuji Tusco Co. PTS 1081 |  |  | MATOLA |  |  | 32,43891 | -25,98947 | 200 | 33 | 0.4 | 3Φ | 2016 | Fuji Tusco Co. | 591408 | 991 | 45 | 970.0789 | 20.9211 | 20921.1111 |  | 44 | 49.55 | 49550 | 941.45 | 2.222% | 20.9211 | 41.8422 | 949.1578
10141103 | PMT | TRANSFORMADOR | PT-NEVO CAMBOVE | TRANSFORMADOR MARCA:Fuji Tusco Co. PT-NEVO CAMBOVE |  |  | Manhica |  |  | 32,7777917 | -25,4048341 | 200 | 33 | 0.4 | 3Φ | 2016 | Fuji Tusco Co. | 591401 | 991 | 45 | 970.0789 | 20.9211 | 20921.1111 |  | 44 | 49.55 | 49550 | 941.45 | 2.222% | 20.9211 | 41.8422 | 949.1578
10141103 | PMT | TRANSFORMADOR | PT 651 | TRANSFORMADOR MARCA:Fuji Tusco Co. PT 651 |  |  | Manhica |  |  | 32,7749350 | -25,4103057 | 200 | 33 | 0.44 | 3Φ | 2016 | Fuji Tusco Co. | 591376 | 991 | 45 | 970.0789 | 20.9211 | 20921.1111 |  | 44 | 49.55 | 49550 | 941.45 | 2.222% | 20.9211 | 41.8422 | 949.1578
10141103 | PMT | TRANSFORMADOR | PTS 05 | TRANSFORMADOR MARCA:Powertech PTS 05 |  |  | Homoine |  |  | 35,23391 | -23,88237 | 200 | 33 | 0.4 | 3Φ | 2016 | Powertech | 20945701/03 | 991 | 45 | 970.0789 | 20.9211 | 20921.1111 |  | 44 | 49.55 | 49550 | 941.45 | 2.222% | 20.9211 | 41.8422 | 949.1578
10141103 | PMT | TRANSFORMADOR | PT 1R | TRANSFORMADOR MARCA:Efacec PT 1R |  |  | Cumbeza |  |  | 32,5810704 | -25,8085837 | 500 | 33 | 0.4 | 3Φ | 2016 | Efacec | F002303.02 | 1200 | 45 | 1174.6667 | 25.3333 | 25333.3333 |  | 44 | 60 | 60000 | 1140 | 2.222% | 25.3333 | 50.6667 | 1149.3333
10141103 | PMT | TRANSFORMADOR | PTS 476 | TRANSFORMADOR MARCA:Fuji Tusco Co. PTS 476 |  |  | CIDADE DA MATOLA |  |  | 32,462734 | -25,970237 | 200 | 33 | 0.4 | 3Φ | 2016 | Fuji Tusco Co. | 591378 | 991 | 45 | 970.0789 | 20.9211 | 20921.1111 |  | 44 | 49.55 | 49550 | 941.45 | 2.222% | 20.9211 | 41.8422 | 949.1578
10141103 | PMT | TRANSFORMADOR | PTS 447 | TRANSFORMADOR MARCA:Desta Power Matla PTS 447 |  |  | CIDADE DA MATOLA |  |  | 32,441781 | -25,960237 | 160 | 33 | 0.4 | 3Φ | 2016 | Desta Power Matla | DT-256/6 | 991 | 45 | 970.0789 | 20.9211 | 20921.1111 |  | 44 | 49.55 | 49550 | 941.45 | 2.222% | 20.9211 | 41.8422 | 949.1578
10141103 | PMT | TRANSFORMADOR | PT 293R | TRANSFORMADOR MARCA:PowerTech PT 293R |  |  | Bukiso |  |  | 32,570953 | -25,7831127 | 500 | 33 | 0.4 | 3Φ | 2016 | PowerTech | 20946002/01 | 1200 | 45 | 1174.6667 | 25.3333 | 25333.3333 |  | 44 | 60 | 60000 | 1140 | 2.222% | 25.3333 | 50.6667 | 1149.3333
10141103 | PMT | TRANSFORMADOR | AGXX/PTS0334 | TRANSFORMADOR MARCA:POWERTECH AGXX/PTS0334 AGXX/PTS0334 | Chissano Comando | AGXX/PTS0334 | CHISSANO | Gaza |  | 24º 55.417 | 033º 22.044 | 100 | 33 | 0.4 | 3 | 2016 | POWERTECH | 10854301/01 | 763 | 45 | 746.8922 | 16.1078 | 16107.7778 |  | 44 | 38.15 | 38150 | 724.85 | 2.222% | 16.1078 | 32.2156 | 730.7844
10141103 | PMT | TRANSFORMADOR | AGXX/PTS0354 | TRANSFORMADOR MARCA:ACTOM AGXX/PTS0354 AGXX/PTS0354 | Escola Secundária de Zongoene | AGXX/PTS0354 | ZONGOENE | Gaza |  | 25º 10.678 | 033º 29.478 | 50 | 33 | 0.4 | 3 | 2016 | ACTOM | S0019666 | 643 | 45 | 629.4256 | 13.5744 | 13574.4444 |  | 44 | 32.15 | 32150 | 610.85 | 2.222% | 13.5744 | 27.1489 | 615.8511
10141103 | PMT | TRANSFORMADOR | AGXX/PTS0266 | TRANSFORMADOR MARCA:ORMAZABAL AGXX/PTS0266 AGXX/PTS0266 | Sambate | AGXX/PTS0266 | DA CIDADE DE XAI-XAI | Gaza |  | 25º 02.761 | 033º 40.743 | 315 | 11 | 0.4 | 3 | 2016 | ORMAZABAL | 256817 | 840 | 45 | 822.2667 | 17.7333 | 17733.3333 |  | 44 | 42 | 42000 | 798 | 2.222% | 17.7333 | 35.4667 | 804.5333
10141103 | PMT | TRANSFORMADOR | AGXX/PTS0333 | TRANSFORMADOR MARCA:REVIVE AGXX/PTS0333 AGXX/PTS0333 | Escola 24 de Julho | AGXX/PTS0333 | DA CIDADE DE XAI-XAI | Gaza |  | 25º 02.536 | 033º 38.391 | 315 | 11 | 0.4 | 3 | 2016 | REVIVE | RET-138657 | 840 | 45 | 822.2667 | 17.7333 | 17733.3333 |  | 44 | 42 | 42000 | 798 | 2.222% | 17.7333 | 35.4667 | 804.5333
10141103 | PMT | TRANSFORMADOR | AGXX/PTS0264 | TRANSFORMADOR MARCA:EFACEC AGXX/PTS0264 AGXX/PTS0264 | Bairro 11 Mocita - Radio | AGXX/PTS0264 | Gaza | Gaza |  | 25º 04.228 | 033º 40.716 | 250 | 33 | 0.4 | 3 | 2016 | EFACEC | NO SERIAL | 991 | 45 | 970.0789 | 20.9211 | 20921.1111 |  | 44 | 49.55 | 49550 | 941.45 | 2.222% | 20.9211 | 41.8422 | 949.1578
10141103 | PMT | TRANSFORMADOR | AGXX/PTS0158 | TRANSFORMADOR MARCA:POWERTECH AGXX/PTS0158 AGXX/PTS0158 | INAV Centro de inspecção de viaturas | AGXX/PTS0158 | Gaza | Gaza |  | 25º 00.054 | 033º 45.830 | 100 | 33 | 0.4 | 3 | 2016 | POWERTECH | 10854301/04 | 763 | 45 | 746.8922 | 16.1078 | 16107.7778 |  | 44 | 38.15 | 38150 | 724.85 | 2.222% | 16.1078 | 32.2156 | 730.7844
10141103 | PMT | TRANSFORMADOR | AGXX/PTS0328 | TRANSFORMADOR MARCA:POWERTECH AGXX/PTS0328 AGXX/PTS0328 | Linha Ferrea - Chongoene | AGXX/PTS0328 | Gaza | Gaza |  | 25º 00.943 | 33º 47.626 | 200 | 33 | 0.4 | 3 | 2016 | POWERTECH | 20945703/02 | 991 | 45 | 970.0789 | 20.9211 | 20921.1111 |  | 44 | 49.55 | 49550 | 941.45 | 2.222% | 20.9211 | 41.8422 | 949.1578
10141103 | PMT | TRANSFORMADOR | AGXX/PTS0342 | TRANSFORMADOR MARCA:TUSCO AGXX/PTS0342 AGXX/PTS0342 | Chongoene ao Lado de PS | AGXX/PTS0342 | Gaza | Gaza |  | 25º 00.877 | 033º 47.427 | 100 | 33 | 0.4 | 3 | 2016 | TUSCO | 591369 | 763 | 45 | 746.8922 | 16.1078 | 16107.7778 |  | 44 | 38.15 | 38150 | 724.85 | 2.222% | 16.1078 | 32.2156 | 730.7844
10141103 | PMT | TRANSFORMADOR | AGCBT/PTS0370 | TRANSFORMADOR MARCA:ACTOM AGCBT/PTS0370 AGCBT/PTS0370 | Uahamuza Reassentamento II | AGCBT/PTS0370 | GESTÃO ZSC DE CHIBUTO | Gaza |  | 24°42.678 | 033°34.902 | 500 | 33 | 0.4 | 3 | 2016 | ACTOM | 69371/31/001 | 1200 | 45 | 1174.6667 | 25.3333 | 25333.3333 |  | 44 | 60 | 60000 | 1140 | 2.222% | 25.3333 | 50.6667 | 1149.3333
10141103 | PMT | TRANSFORMADOR | AGCBT/PTS0206 | TRANSFORMADOR MARCA:TUSCO AGCBT/PTS0206 AGCBT/PTS0206 | Cruz Vermelha | AGCBT/PTS0206 | GESTÃO ZSC DE CHIBUTO | Gaza |  | 24° 41.560 | 033° 41.560 | 200 | 33 | 0.4 | 3 | 2016 | TUSCO | NO SERIAL | 991 | 45 | 970.0789 | 20.9211 | 20921.1111 |  | 44 | 49.55 | 49550 | 941.45 | 2.222% | 20.9211 | 41.8422 | 949.1578
10141103 | PMT | TRANSFORMADOR | AGMJC/PTS0357 | TRANSFORMADOR MARCA:ACTOM AGMJC/PTS0357 AGMJC/PTS0357 | Escola Secundaria Samora Machel | AGMJC/PTS0357 | GESTÃO - ZSC DE MANJACAZE | Gaza |  | 24º 41.788 | 033º 53.538 | 315 | 33 | 0.4 | 3 | 2016 | ACTOM | 69357/05/002 | 1039 | 45 | 1017.0656 | 21.9344 | 21934.4444 |  | 44 | 51.95 | 51950 | 987.05 | 2.222% | 21.9344 | 43.8689 | 995.1311
10141103 | PMT | TRANSFORMADOR |  | TRANSFORMADOR MARCA:Fuji Tusco PEMBA | AGPMB | PEMBA | PEMBA | Chibuabura 2, Standbank |  | 12°58.456' | 40° 32.163' | 100 | 33 | 0.4 | 3 | 2016 | Fuji Tusco | 5913306 | 763 | 45 | 746.8922 | 16.1078 | 16107.7778 |  | 44 | 38.15 | 38150 | 724.85 | 2.222% | 16.1078 | 32.2156 | 730.7844
10141103 | PMT | TRANSFORMADOR |  | TRANSFORMADOR MARCA:TM PEMBA | AGPMB | PEMBA | PEMBA | Waziri Maternidade |  | 12°59.576' | 40° 32.841 | 200 | 33 | 0.4 | 3 | 2016 | TM | 967333 | 991 | 45 | 970.0789 | 20.9211 | 20921.1111 |  | 44 | 49.55 | 49550 | 941.45 | 2.222% | 20.9211 | 41.8422 | 949.1578
10141103 | PMT | TRANSFORMADOR |  | TRANSFORMADOR MARCA:FST PEMBA | AGPMB | PEMBA | PEMBA | Waziri |  | 13°00.081' | 40° 32.793' | 160 | 33 | 0.4 | 3 | 2016 | FST | TBI509054 | 991 | 45 | 970.0789 | 20.9211 | 20921.1111 |  | 44 | 49.55 | 49550 | 941.45 | 2.222% | 20.9211 | 41.8422 | 949.1578
10141103 | PMT | TRANSFORMADOR |  | TRANSFORMADOR MARCA:TM PEMBA | AGPMB | PEMBA | PEMBA | DPREME (MPI) |  | 13°00.365' | 40° 32.842 | 100 | 33 | 0.4 | 3 | 2016 | TM | 967336 | 763 | 45 | 746.8922 | 16.1078 | 16107.7778 |  | 44 | 38.15 | 38150 | 724.85 | 2.222% | 16.1078 | 32.2156 | 730.7844
10141103 | PMT | TRANSFORMADOR |  | TRANSFORMADOR MARCA:Ilegivel MONTEPUEZ | ZSCMP | MONTEPUEZ | MONTEPUEZ | Nacate Escola 02 |  | 13006’08,1” | 39000’39,7” | 100 | 33 | 0.4 | 3 | 2016 | Ilegivel | Ilegivel | 763 | 45 | 746.8922 | 16.1078 | 16107.7778 |  | 44 | 38.15 | 38150 | 724.85 | 2.222% | 16.1078 | 32.2156 | 730.7844
10141103 | PMT | TRANSFORMADOR |  | TRANSFORMADOR MARCA:POWERTECH MONTEPUEZ | ZSCMP | MONTEPUEZ | MONTEPUEZ | NACATE LOCALIDADE 1 |  | 13006’39,0” | 39000’24,0” | 100 | 11 | 0.4 | 3 | 2016 | POWERTECH | 20865201/02 | 445 | 45 | 435.6056 | 9.3944 | 9394.4444 |  | 44 | 22.25 | 22250 | 422.75 | 2.222% | 9.3944 | 18.7889 | 426.2111
10141103 | PMT | TRANSFORMADOR |  | TRANSFORMADOR MARCA:FUJI TUSCO MONTEPUEZ | ZSCMP | MONTEPUEZ | MONTEPUEZ | NACATE LOCALIDADE 2 |  | 13007’23,2” | 39059’18,8” | 100 | 11 | 0.4 | 3 | 2016 | FUJI TUSCO | 591318 | 445 | 45 | 435.6056 | 9.3944 | 9394.4444 |  | 44 | 22.25 | 22250 | 422.75 | 2.222% | 9.3944 | 18.7889 | 426.2111
10141103 | PMT | TRANSFORMADOR |  | TRANSFORMADOR MARCA:FUJI TUSCO MONTEPUEZ | ZSCMP | MONTEPUEZ | MONTEPUEZ | Mirige Escola |  | 13007’31,4” | 38059’20,6” | 160 | 33 | 0.4 | 3 | 2016 | FUJI TUSCO | 591315 | 991 | 45 | 970.0789 | 20.9211 | 20921.1111 |  | 44 | 49.55 | 49550 | 941.45 | 2.222% | 20.9211 | 41.8422 | 949.1578
10141103 | PMT | TRANSFORMADOR |  | TRANSFORMADOR MARCA:POWERTECH MONTEPUEZ | ZSCMP | MONTEPUEZ | MONTEPUEZ | Mirige Localidade 01 |  | 13007’48,1” | 38059’10,1” | 160 | 33 | 0.4 | 3 | 2016 | POWERTECH | 10828001/01 | 991 | 45 | 970.0789 | 20.9211 | 20921.1111 |  | 44 | 49.55 | 49550 | 941.45 | 2.222% | 20.9211 | 41.8422 | 949.1578
10141103 | PMT | TRANSFORMADOR |  | TRANSFORMADOR MARCA:Fuji Tusco MONTEPUEZ | ZSCMP | MONTEPUEZ | MONTEPUEZ | Merige Localidade 03 |  | 13008’70,1” | 39001’09,3” | 100 | 33 | 0.4 | 3 | 2016 | Fuji Tusco | 591315 | 763 | 45 | 746.8922 | 16.1078 | 16107.7778 |  | 44 | 38.15 | 38150 | 724.85 | 2.222% | 16.1078 | 32.2156 | 730.7844
10141103 | PMT | TRANSFORMADOR |  | TRANSFORMADOR MARCA:PowerTech MONTEPUEZ | ZSCMP | MONTEPUEZ | MONTEPUEZ | Merige Localidade 04 |  | 13007’56,7” | 39001’07,4” | 100 | 33 | 0.4 | 3 | 2016 | PowerTech | 10828001/03 | 763 | 45 | 746.8922 | 16.1078 | 16107.7778 |  | 44 | 38.15 | 38150 | 724.85 | 2.222% | 16.1078 | 32.2156 | 730.7844
10141103 | PMT | TRANSFORMADOR |  | TRANSFORMADOR MARCA:PowerTech MONTEPUEZ | ZSCMP | MONTEPUEZ | MONTEPUEZ | Merige Localidade 05 |  |  |  | 100 | 33 | 0.4 | 3 | 2016 | PowerTech | 10828001/01 | 763 | 45 | 746.8922 | 16.1078 | 16107.7778 |  | 44 | 38.15 | 38150 | 724.85 | 2.222% | 16.1078 | 32.2156 | 730.7844
10141103 | PMT | TRANSFORMADOR |  | TRANSFORMADOR MARCA:POWERTECH MONTEPUEZ | ZSCMP | MONTEPUEZ | MONTEPUEZ | Namahaca 01 |  | 13003’59,2” | 39011’01,6” | 100 | 33 | 0.4 | 3 | 2016 | POWERTECH | 10818703/09 | 763 | 45 | 746.8922 | 16.1078 | 16107.7778 |  | 44 | 38.15 | 38150 | 724.85 | 2.222% | 16.1078 | 32.2156 | 730.7844
10141103 | PMT | TRANSFORMADOR |  | TRANSFORMADOR MARCA:POWERTECH MONTEPUEZ | ZSCMP | MONTEPUEZ | MONTEPUEZ | Namhaca 02 |  | 13003’52,6” | 39011’10,3” | 100 | 33 | 0.4 | 3 | 2016 | POWERTECH | 10828303/02 | 763 | 45 | 746.8922 | 16.1078 | 16107.7778 |  | 44 | 38.15 | 38150 | 724.85 | 2.222% | 16.1078 | 32.2156 | 730.7844
10141103 | PMT | TRANSFORMADOR |  | TRANSFORMADOR MARCA:PowerTech MONTEPUEZ | ZSCMP | MONTEPUEZ | MONTEPUEZ | Mpuho |  | 12055’10,3” | 39025’18,4” | 100 | 33 | 0.4 | 3 | 2016 | PowerTech | 10828602/01 | 763 | 45 | 746.8922 | 16.1078 | 16107.7778 |  | 44 | 38.15 | 38150 | 724.85 | 2.222% | 16.1078 | 32.2156 | 730.7844
10141103 | PMT | TRANSFORMADOR |  | TRANSFORMADOR MARCA:TM MONTEPUEZ | USMUD | MONTEPUEZ | Mueda | MAPUTO ESCOLA PRIMARIA |  | S11.65779 | E39.56531 | 250 | 33 | 0.4 | 3 | 2016 | TM | 961615 | 991 | 45 | 970.0789 | 20.9211 | 20921.1111 |  | 44 | 49.55 | 49550 | 941.45 | 2.222% | 20.9211 | 41.8422 | 949.1578
10141103 | PMT | TRANSFORMADOR |  | TRANSFORMADOR MARCA:Fuji Tusco MONTEPUEZ | USMUD | MONTEPUEZ | Mueda | NAMAUA NA ESCOLA |  | 578670 | 8720093 | 100 | 33 | 0.4 | 3 | 2016 | Fuji Tusco | 11325FE | 763 | 45 | 746.8922 | 16.1078 | 16107.7778 |  | 44 | 38.15 | 38150 | 724.85 | 2.222% | 16.1078 | 32.2156 | 730.7844
10141103 | PMT | TRANSFORMADOR |  | TRANSFORMADOR MARCA:FUJI TUSCO MONTEPUEZ | USMUD | MONTEPUEZ | Mueda | Namdimba 01 |  | S11.58543 | E39.54276 | 160 | 33 | 0.4 | 3 | 2016 | FUJI TUSCO | 601147 | 991 | 45 | 970.0789 | 20.9211 | 20921.1111 |  | 44 | 49.55 | 49550 | 941.45 | 2.222% | 20.9211 | 41.8422 | 949.1578
10141103 | PMT | TRANSFORMADOR |  | TRANSFORMADOR MARCA:FUJI TUSCO MONTEPUEZ | USMUD | MONTEPUEZ | Mueda | Namdimba 02 |  | S11.73890 | E39.52441 | 160 | 33 | 0.4 | 3 | 2016 | FUJI TUSCO | 601151 | 991 | 45 | 970.0789 | 20.9211 | 20921.1111 |  | 44 | 49.55 | 49550 | 941.45 | 2.222% | 20.9211 | 41.8422 | 949.1578
10141103 | PMT | TRANSFORMADOR |  | TRANSFORMADOR MARCA:FUJI TUSCO MONTEPUEZ | USMUD | MONTEPUEZ | Mueda | Namdimba 03 |  | S11.57679 | E39.53954 | 160 | 33 | 0.4 | 3 | 2016 | FUJI TUSCO | 601174 | 991 | 45 | 970.0789 | 20.9211 | 20921.1111 |  | 44 | 49.55 | 49550 | 941.45 | 2.222% | 20.9211 | 41.8422 | 949.1578
10141103 | PMT | TRANSFORMADOR |  | TRANSFORMADOR MARCA:FUJI TUSCO MONTEPUEZ | USMUD | MONTEPUEZ | Mueda | Chudi 01 |  | S11.73820 | E39.52200 | 160 | 33 | 0.4 | 3 | 2016 | FUJI TUSCO | 601173 | 991 | 45 | 970.0789 | 20.9211 | 20921.1111 |  | 44 | 49.55 | 49550 | 941.45 | 2.222% | 20.9211 | 41.8422 | 949.1578
10141103 | PMT | TRANSFORMADOR |  | TRANSFORMADOR MARCA:FUJI TUSCO MONTEPUEZ | USMUD | MONTEPUEZ | Mueda | Chudi 02 |  | S11.73891 | E39.52441 | 160 | 33 | 0.4 | 3 | 2016 | FUJI TUSCO | 601154 | 991 | 45 | 970.0789 | 20.9211 | 20921.1111 |  | 44 | 49.55 | 49550 | 941.45 | 2.222% | 20.9211 | 41.8422 | 949.1578
10141103 | PMT | TRANSFORMADOR |  | TRANSFORMADOR MARCA:FUJI TUSCO MONTEPUEZ | USMUD | MONTEPUEZ | Mueda | Nimo 01 |  | S11.71220 | E39.62121 | 160 | 33 | 0.4 | 3 | 2016 | FUJI TUSCO | 601153 | 991 | 45 | 970.0789 | 20.9211 | 20921.1111 |  | 44 | 49.55 | 49550 | 941.45 | 2.222% | 20.9211 | 41.8422 | 949.1578
10141103 | PMT | TRANSFORMADOR |  | TRANSFORMADOR MARCA:FUJI TUSCO MONTEPUEZ | USMUD | MONTEPUEZ | Mueda | Nimo 02 |  | S11.72206 | E39.62917 | 160 | 33 | 0.4 | 3 | 2016 | FUJI TUSCO | 601152 | 991 | 45 | 970.0789 | 20.9211 | 20921.1111 |  | 44 | 49.55 | 49550 | 941.45 | 2.222% | 20.9211 | 41.8422 | 949.1578
10141103 | PMT | TRANSFORMADOR |  | TRANSFORMADOR MARCA:FUJI TUSCO MONTEPUEZ | USMUD | MONTEPUEZ | Mueda | Nimo 03 |  | S11.71846 | E39.62700 | 160 | 33 | 0.4 | 3 | 2016 | FUJI TUSCO | 581389 | 991 | 45 | 970.0789 | 20.9211 | 20921.1111 |  | 44 | 49.55 | 49550 | 941.45 | 2.222% | 20.9211 | 41.8422 | 949.1578
10141103 | PMT | TRANSFORMADOR |  | TRANSFORMADOR MARCA:FUJI TUSCO MONTEPUEZ | USMUD | MONTEPUEZ | Mueda | Nimo 04 |  | S11.71585 | E39.62838 | 200 | 33 | 0.4 | 3 | 2016 | FUJI TUSCO | 601144 | 991 | 45 | 970.0789 | 20.9211 | 20921.1111 |  | 44 | 49.55 | 49550 | 941.45 | 2.222% | 20.9211 | 41.8422 | 949.1578
10141103 | PMT | TRANSFORMADOR |  | TRANSFORMADOR MARCA:TUSCO TRAFO METORO | AGCUR | METORO | Chiure | Hospital de Ocua (Bairro Namige A) |  | 13°23'08,2 | 39°42'09,5 | 50 | 33 | 0.4 | 3 | 2016 | TUSCO TRAFO | 551144 | 643 | 45 | 629.4256 | 13.5744 | 13574.4444 |  | 44 | 32.15 | 32150 | 610.85 | 2.222% | 13.5744 | 27.1489 | 615.8511
10141103 | PMT | TRANSFORMADOR |  | TRANSFORMADOR MARCA:PowerTech METORO | USNMP | METORO | METORO | Fabrica |  | 590243 | 8482411 | 100 | 33 | 0.4 | 3 | 2016 | PowerTech | 18830502 | 763 | 45 | 746.8922 | 16.1078 | 16107.7778 |  | 44 | 38.15 | 38150 | 724.85 | 2.222% | 16.1078 | 32.2156 | 730.7844
10141103 | PMT | TRANSFORMADOR |  | TRANSFORMADOR MARCA:Astor METORO | USNMP | METORO | METORO | Memoria |  | 13°42’50.41128” | 39°48’36.49572” | 160 | 33 | 0.4 | 3 | 2016 | Astor | 17/13/41211 | 991 | 45 | 970.0789 | 20.9211 | 20921.1111 |  | 44 | 49.55 | 49550 | 941.45 | 2.222% | 20.9211 | 41.8422 | 949.1578
10141103 | PMT | TRANSFORMADOR | 79 | TRANSFORMADOR MARCA:TUSCO NACALA 79 |  | NACALA | Nacala-Porto | Zona da Matola |  | 14°35.620 | 40°39.990 | 100 | 33KV | 400V | 3 | 2016 | TUSCO | 11325FF | 763 | 45 | 746.8922 | 16.1078 | 16107.7778 |  | 44 | 38.15 | 38150 | 724.85 | 2.222% | 16.1078 | 32.2156 | 730.7844
10141103 | PMT | TRANSFORMADOR | 80 | TRANSFORMADOR MARCA:ASTOR NACALA 80 |  | NACALA | Nacala-Porto | Nawaia Zona do Aru. |  | 14°31.793 | 40°42.202 | 100 | 33KV | 400V | 3 | 2016 | ASTOR | 17-13388 | 763 | 45 | 746.8922 | 16.1078 | 16107.7778 |  | 44 | 38.15 | 38150 | 724.85 | 2.222% | 16.1078 | 32.2156 | 730.7844
10141103 | PMT | TRANSFORMADOR | 81 | TRANSFORMADOR MARCA:TANELEC NACALA 81 |  | NACALA | Nacala-Porto | Mathapue, novo PTs Zona da Ceta |  | 14°32.771 | 40°42.514 | 100 | 33KV | 400V | 3 | 2016 | TANELEC | T-1823 | 763 | 45 | 746.8922 | 16.1078 | 16107.7778 |  | 44 | 38.15 | 38150 | 724.85 | 2.222% | 16.1078 | 32.2156 | 730.7844
10141103 | PMT | TRANSFORMADOR | 82 | TRANSFORMADOR MARCA:TM NACALA 82 |  | NACALA | Nacala-Porto | PTs Novo Mathapue, zona do Rui |  | 14°33.291 | 40°42.593 | 100 | 33KV | 400V | 3 | 2016 | TM | 17- 01424 | 763 | 45 | 746.8922 | 16.1078 | 16107.7778 |  | 44 | 38.15 | 38150 | 724.85 | 2.222% | 16.1078 | 32.2156 | 730.7844
10141103 | PMT | TRANSFORMADOR | 83 | TRANSFORMADOR MARCA:TUSCO NACALA 83 |  | NACALA | Nacala-Porto | Ontupaia, Z. do Mercado 1 de Junho |  | 14°34.349 | 40°41.995 | 100 | 33KV | 400V | 3 | 2016 | TUSCO | 11325FE | 763 | 45 | 746.8922 | 16.1078 | 16107.7778 |  | 44 | 38.15 | 38150 | 724.85 | 2.222% | 16.1078 | 32.2156 | 730.7844
10141103 | PMT | TRANSFORMADOR | 84 | TRANSFORMADOR MARCA:TM NACALA 84 |  | NACALA | Nacala-Porto | Bairro Mupete |  | 14°38.808 | 40°42.272 | 32 | 33KV | 400V | 3 | 2016 | TM | 798238 | 643 | 45 | 629.4256 | 13.5744 | 13574.4444 |  | 44 | 32.15 | 32150 | 610.85 | 2.222% | 13.5744 | 27.1489 | 615.8511
10141103 | PMT | TRANSFORMADOR | 100 | TRANSFORMADOR MARCA:ASTOR NACALA 100 |  | NACALA | Mossuril | Namatinde |  | 14°55.801 | 40°36.301 | 100 | 33KV | 400V | 3 | 2016 | ASTOR | 17-13307 | 763 | 45 | 746.8922 | 16.1078 | 16107.7778 |  | 44 | 38.15 | 38150 | 724.85 | 2.222% | 16.1078 | 32.2156 | 730.7844
10141103 | PMT | TRANSFORMADOR | 101 | TRANSFORMADOR MARCA:TM MONAPO 101 |  | MONAPO | Ilha de Moc. | Bairro Quissona |  | 15°02.770 | 40°39.568 | 100 | 33KV | 400V | 3 | 2016 | TM | 895491 | 763 | 45 | 746.8922 | 16.1078 | 16107.7778 |  | 44 | 38.15 | 38150 | 724.85 | 2.222% | 16.1078 | 32.2156 | 730.7844
10141103 | PMT | TRANSFORMADOR | 102 | TRANSFORMADOR MARCA:TM MONAPO 102 |  | MONAPO | Meconta | Netia-Pedra santa |  | 14°44.865 | 39°58.970 | 32 | 33KV | 400V | 3 | 2016 | TM | 895467 | 643 | 45 | 629.4256 | 13.5744 | 13574.4444 |  | 44 | 32.15 | 32150 | 610.85 | 2.222% | 13.5744 | 27.1489 | 615.8511
10141103 | PMT | TRANSFORMADOR | PTS 306 | TRANSFORMADOR MARCA:FUJI CHIMURA PTS 306 |  | CHIMURA | MARRUMBALA | MBOBUA |  | 17°19'40.073" | 35°34'37.709" | 200 | 33KV | 400V | 3 | 2016 | FUJI |  | 991 | 45 | 970.0789 | 20.9211 | 20921.1111 |  | 44 | 49.55 | 49550 | 941.45 | 2.222% | 20.9211 | 41.8422 | 949.1578
10141103 | PMT | TRANSFORMADOR | PTS 317 | TRANSFORMADOR MARCA:TRFR DE MOZ CHIMURA PTS 317 |  | CHIMURA | MARRUMBALA | SAPERNO |  | 17°11'22.574" | 35°42'32.51" | 100 | 33KV | 400V | 3 | 2016 | TRFR DE MOZ |  | 763 | 45 | 746.8922 | 16.1078 | 16107.7778 |  | 44 | 38.15 | 38150 | 724.85 | 2.222% | 16.1078 | 32.2156 | 730.7844
10141103 | PMT | TRANSFORMADOR | PTS 320 | TRANSFORMADOR MARCA:ASTOR CHIMURA PTS 320 |  | CHIMURA | MARRUMBALA | DJASSE |  | 17°14'31.08" | 35°50'29.510" | 50 | 33KV | 400V | 3 | 2016 | ASTOR |  | 643 | 45 | 629.4256 | 13.5744 | 13574.4444 |  | 44 | 32.15 | 32150 | 610.85 | 2.222% | 13.5744 | 27.1489 | 615.8511
10141103 | PMT | TRANSFORMADOR | No Label | TRANSFORMADOR MARCA:Ormazabal Inhambane No Label |  | Inhambane | Inhambane |  |  | 35,38326 | -23,87248 | 200 | 33 | 0.4 | 3Φ | 2016 | Ormazabal | 256845 | 991 | 45 | 970.0789 | 20.9211 | 20921.1111 |  | 44 | 49.55 | 49550 | 941.45 | 2.222% | 20.9211 | 41.8422 | 949.1578
10141103 | PMT | TRANSFORMADOR | PTS 35 | TRANSFORMADOR MARCA:Fuji Tusco Co. PTS 35 PTS 35 |  | PTS 35 | BOANE |  |  | 32,42259 | -25,00515 | 200 | 33 | 0.4 | 3Φ | 2016 | Fuji Tusco Co. | 591387 | 991 | 45 | 970.0789 | 20.9211 | 20921.1111 |  | 44 | 49.55 | 49550 | 941.45 | 2.222% | 20.9211 | 41.8422 | 949.1578
10141103 | PMT | TRANSFORMADOR | PTS 298 | TRANSFORMADOR MARCA:Fuji Tusco Co. PTS 298 PTS 298 |  | PTS 298 | BOANE |  |  | 32,41936 | -25,01358 | 200 | 33 | 0.4 | 3Φ | 2016 | Fuji Tusco Co. | 591394 | 991 | 45 | 970.0789 | 20.9211 | 20921.1111 |  | 44 | 49.55 | 49550 | 941.45 | 2.222% | 20.9211 | 41.8422 | 949.1578
10141103 | PMT | TRANSFORMADOR | PTS 299 | TRANSFORMADOR MARCA:Efacec PTS 299 PTS 299 |  | PTS 299 | BOANE |  |  | 32,41774 | -25,01774 | 200 | 33 | 0.4 | 3Φ | 2016 | Efacec |  | 991 | 45 | 970.0789 | 20.9211 | 20921.1111 |  | 44 | 49.55 | 49550 | 941.45 | 2.222% | 20.9211 | 41.8422 | 949.1578
10141103 | PMT | TRANSFORMADOR | PTS 1020 | TRANSFORMADOR MARCA:Fuji Tusco Co. PTS 1020 PTS 1020 |  | PTS 1020 | BOANE |  |  | 32,43530 | -25,01044 | 200 | 33 | 0.4 | 3Φ | 2016 | Fuji Tusco Co. | 591388 | 991 | 45 | 970.0789 | 20.9211 | 20921.1111 |  | 44 | 49.55 | 49550 | 941.45 | 2.222% | 20.9211 | 41.8422 | 949.1578
10141103 | PMT | TRANSFORMADOR | PTS 304 | TRANSFORMADOR MARCA:Efacec PTS 304 PTS 304 |  | PTS 304 | BOANE |  |  | 32,43544 | -25,01388 | 200 | 33 | 0.4 | 3Φ | 2016 | Efacec |  | 991 | 45 | 970.0789 | 20.9211 | 20921.1111 |  | 44 | 49.55 | 49550 | 941.45 | 2.222% | 20.9211 | 41.8422 | 949.1578
10141103 | PMT | TRANSFORMADOR | PTS 1021 | TRANSFORMADOR MARCA:Fuji Tusco Co. PTS 1021 PTS 1021 |  | PTS 1021 | BOANE |  |  | 32,43995 | -25,01488 | 200 | 33 | 0.4 | 3Φ | 2016 | Fuji Tusco Co. | 591391 | 991 | 45 | 970.0789 | 20.9211 | 20921.1111 |  | 44 | 49.55 | 49550 | 941.45 | 2.222% | 20.9211 | 41.8422 | 949.1578
10141103 | PMT | TRANSFORMADOR | PTS 830 | TRANSFORMADOR MARCA:Efacec PTS 830 PTS 830 |  | PTS 830 | BOANE |  |  | 32,40834 | -25,97623 | 315 | 33 | 0.4 | 3Φ | 2016 | Efacec | F002113 | 1039 | 45 | 1017.0656 | 21.9344 | 21934.4444 |  | 44 | 51.95 | 51950 | 987.05 | 2.222% | 21.9344 | 43.8689 | 995.1311
10141103 | PMT | TRANSFORMADOR | PTS 34 | TRANSFORMADOR MARCA:Fuji Tusco Co. PTS 34 PTS 34 |  | PTS 34 | BOANE |  |  | 32,42224 | -25,99712 | 200 | 33 | 0.4 | 3Φ | 2016 | Fuji Tusco Co. | 591370 | 991 | 45 | 970.0789 | 20.9211 | 20921.1111 |  | 44 | 49.55 | 49550 | 941.45 | 2.222% | 20.9211 | 41.8422 | 949.1578
10141103 | PMT | TRANSFORMADOR | PTS 842 | TRANSFORMADOR MARCA:Fuji Tusco Co. PTS 842 PTS 842 |  | PTS 842 | BOANE |  |  | 32,40428 | -25,00989 | 200 | 33 | 0.4 | 3Φ | 2016 | Fuji Tusco Co. | 591404 | 991 | 45 | 970.0789 | 20.9211 | 20921.1111 |  | 44 | 49.55 | 49550 | 941.45 | 2.222% | 20.9211 | 41.8422 | 949.1578
10141103 | PMT | TRANSFORMADOR | PTS 520 | TRANSFORMADOR MARCA:Ormazabal PTS 520 PTS 520 |  | PTS 520 | BOANE |  |  | 32,38644 | -25,00780 | 200 | 33 | 0.4 | 3Φ | 2016 | Ormazabal | 256843 | 991 | 45 | 970.0789 | 20.9211 | 20921.1111 |  | 44 | 49.55 | 49550 | 941.45 | 2.222% | 20.9211 | 41.8422 | 949.1578
10141103 | PMT | TRANSFORMADOR | PT 351 | TRANSFORMADOR MARCA:TRANSFORMAN PT 351 PT 351 |  | PT 351 | Mabukwane |  |  |  |  | 315 | 11 | 0.4 | 3Ø | 2016 | TRANSFORMAN | TB1606053 | 840 | 45 | 822.2667 | 17.7333 | 17733.3333 |  | 44 | 42 | 42000 | 798 | 2.222% | 17.7333 | 35.4667 | 804.5333
10141103 | PMT | TRANSFORMADOR | PT 449 | TRANSFORMADOR MARCA:ASTOR PT 449 PT 449 |  | PT 449 | Mahotas |  |  |  |  | 315 | 11 | 0.4 | 3Ø | 2016 | ASTOR | 17-13108 | 840 | 45 | 822.2667 | 17.7333 | 17733.3333 |  | 44 | 42 | 42000 | 798 | 2.222% | 17.7333 | 35.4667 | 804.5333
10141103 | PMT | TRANSFORMADOR | PT New (6 Caminhos) | TRANSFORMADOR MARCA:ORMAZABAL PT New (6 Caminhos) PT New (6 Caminhos) |  | PT New (6 Caminhos) | Mahotas |  |  |  |  | 500 | 11 | 0.4 | 3Ø | 2016 | ORMAZABAL | 256821 | 1016 | 45 | 994.5511 | 21.4489 | 21448.8889 |  | 44 | 50.8 | 50800 | 965.2 | 2.222% | 21.4489 | 42.8978 | 973.1022
10141103 | PMT | TRANSFORMADOR | PT 123R | TRANSFORMADOR MARCA:EFACEC PT 123R PT 123R |  | PT 123R | Mateque |  |  | 32.636423 | -25.812316 | 630 | 33 | 0.4 | 3Ø | 2016 | EFACEC | F002114.04 | 1200 | 45 | 1174.6667 | 25.3333 | 25333.3333 |  | 44 | 60 | 60000 | 1140 | 2.222% | 25.3333 | 50.6667 | 1149.3333
10141103 | PMT | TRANSFORMADOR | PT 251R | TRANSFORMADOR MARCA:EFACEC PT 251R PT 251R |  | PT 251R | MAPUTO |  |  | 32.652527 | -25.733419 | 315 | 33 | 0.4 | 3Ø | 2016 | EFACEC | F002261.03 | 1039 | 45 | 1017.0656 | 21.9344 | 21934.4444 |  | 44 | 51.95 | 51950 | 987.05 | 2.222% | 21.9344 | 43.8689 | 995.1311
10141103 | PMT | TRANSFORMADOR | PT 133R | TRANSFORMADOR MARCA:EFACEC PT 133R PT 133R |  | PT 133R | Massinga |  |  | 32.665879 | -25.724237 | 315 | 33 | 0.4 | 3Ø | 2016 | EFACEC | F002261.01 | 1039 | 45 | 1017.0656 | 21.9344 | 21934.4444 |  | 44 | 51.95 | 51950 | 987.05 | 2.222% | 21.9344 | 43.8689 | 995.1311
10141103 | PMT | TRANSFORMADOR | PTS 443 | TRANSFORMADOR MARCA:FUJI TUSCO PTS 443 PTS 443 |  | PTS 443 | Vale de Infulene |  |  | 32.533710 | -25.910676 | 200 | 33 | 0.4 | 3Ø | 2016 | FUJI TUSCO | 591379 | 991 | 45 | 970.0789 | 20.9211 | 20921.1111 |  | 44 | 49.55 | 49550 | 941.45 | 2.222% | 20.9211 | 41.8422 | 949.1578
10141103 | PMT | TRANSFORMADOR | PTS 1010 | TRANSFORMADOR MARCA:FUJI TUSCO PTS 1010 PTS 1010 |  | PTS 1010 | Khongolote |  |  | 32.558008 | -25.836067 | 200 | 33 | 0.4 | 3Ø | 2016 | FUJI TUSCO | 581742 | 991 | 45 | 970.0789 | 20.9211 | 20921.1111 |  | 44 | 49.55 | 49550 | 941.45 | 2.222% | 20.9211 | 41.8422 | 949.1578
10141103 | PMT | TRANSFORMADOR | PTS 1011 | TRANSFORMADOR MARCA:FUJI TUSCO PTS 1011 PTS 1011 |  | PTS 1011 | Khongolote |  |  | 32.558733 | -25.834487 | 200 | 33 | 0.4 | 3Ø | 2016 | FUJI TUSCO | 581711 | 991 | 45 | 970.0789 | 20.9211 | 20921.1111 |  | 44 | 49.55 | 49550 | 941.45 | 2.222% | 20.9211 | 41.8422 | 949.1578
10141103 | PMT | TRANSFORMADOR | PTS 1012 | TRANSFORMADOR MARCA:FUJI TUSCO PTS 1012 PTS 1012 |  | PTS 1012 | Khongolote |  |  | 32.560335 | -25.834086 | 200 | 33 | 0.4 | 3Ø | 2016 | FUJI TUSCO | 581714 | 991 | 45 | 970.0789 | 20.9211 | 20921.1111 |  | 44 | 49.55 | 49550 | 941.45 | 2.222% | 20.9211 | 41.8422 | 949.1578
10141103 | PMT | TRANSFORMADOR | PTS 1013 | TRANSFORMADOR MARCA:FUJI TUSCO PTS 1013 PTS 1013 |  | PTS 1013 | Khongolote |  |  | 32.560045 | -25.832273 | 200 | 33 | 0.4 | 3Ø | 2016 | FUJI TUSCO | 581741 | 991 | 45 | 970.0789 | 20.9211 | 20921.1111 |  | 44 | 49.55 | 49550 | 941.45 | 2.222% | 20.9211 | 41.8422 | 949.1578
10141103 | PMT | TRANSFORMADOR | PTS 1014 | TRANSFORMADOR MARCA:FUJI TUSCO PTS 1014 PTS 1014 |  | PTS 1014 | Khongolote |  |  | 32.559107 | -25.828740 | 200 | 33 | 0.4 | 3Ø | 2016 | FUJI TUSCO | 581717 | 991 | 45 | 970.0789 | 20.9211 | 20921.1111 |  | 44 | 49.55 | 49550 | 941.45 | 2.222% | 20.9211 | 41.8422 | 949.1578
10141103 | PMT | TRANSFORMADOR | PTS 1016 | TRANSFORMADOR MARCA:FUJI TUSCO PTS 1016 PTS 1016 |  | PTS 1016 | Khongolote |  |  | 32.557560 | -25.822153 | 200 | 33 | 0.4 | 3Ø | 2016 | FUJI TUSCO | 581740 | 991 | 45 | 970.0789 | 20.9211 | 20921.1111 |  | 44 | 49.55 | 49550 | 941.45 | 2.222% | 20.9211 | 41.8422 | 949.1578
10141103 | PMT | TRANSFORMADOR | PTS Novo Papu | TRANSFORMADOR MARCA:ACTOM PTS Novo Papu PTS Novo Papu |  | PTS Novo Papu | Manhica |  |  | 32.807678 | -25.404437 | 200 | 33 | 0.4 | 3Ø | 2016 | ACTOM | 69501/01/003 | 991 | 45 | 970.0789 | 20.9211 | 20921.1111 |  | 44 | 49.55 | 49550 | 941.45 | 2.222% | 20.9211 | 41.8422 | 949.1578
10141103 | AT | TRANSFORMADOR AUXILIAR | Khongolote | TRANSFORMADOR AUXILIAR MARCA:Quality Power Khongolote Khongolote |  | Khongolote | Khongolote |  |  |  |  | 200 | 33 | 0.4 | 3Ø | 2016 | Quality Power | 2423/10178 | 991 | 45 | 970.0789 | 20.9211 | 20921.1111 |  | 44 | 49.55 | 49550 | 941.45 | 2.222% | 20.9211 | 41.8422 | 949.1578
10141103 | AT | TRANSFORMADOR AUXILIAR |  | TRANSFORMADOR AUXILIAR MARCA:EFACEC CTM 66kV |  | CTM 66kV | Maputo |  |  | 25.56.25.8 | 032.31.56.0 | 315 | 33 | 0.4 | 3 | 2016 | EFACEC | FW02113.04 | 1039 | 45 | 1017.0656 | 21.9344 | 21934.4444 |  | 44 | 51.95 | 51950 | 987.05 | 2.222% | 21.9344 | 43.8689 | 995.1311
10141103 | AT | TRANSFORMADOR AUXILIAR |  | TRANSFORMADOR AUXILIAR MARCA: CTM 66kV |  | CTM 66kV | Maputo |  |  | 25.56.25.8 | 032.31.56.0 | 500 | 33 | 0.4 | 3 | 2016 |  |  | 1200 | 45 | 1174.6667 | 25.3333 | 25333.3333 |  | 44 | 60 | 60000 | 1140 | 2.222% | 25.3333 | 50.6667 | 1149.3333
10141103 | AT | TRANSFORMADOR AUXILIAR |  | TRANSFORMADOR AUXILIAR MARCA:UNITRAFO CHIMUARA |  | CHIMUARA | QUALIMANE |  |  | S17 46 53.12 | E036 24 23.12 | 400 | 33 | 0,4 | 3 | 2016 | UNITRAFO | E53610.1 | 1200 | 45 | 1174.6667 | 25.3333 | 25333.3333 |  | 44 | 60 | 60000 | 1140 | 2.222% | 25.3333 | 50.6667 | 1149.3333
10141103 | AT | TRANSFORMADOR AUXILIAR |  | TRANSFORMADOR AUXILIAR MARCA:Ormazabal SE2 |  | SE2 | Maputo | Malanga | Oua |  |  | 315 | 11 | 0.4 | 3 | 2016 | Ormazabal | 256818 | 1039 | 45 | 1017.0656 | 21.9344 | 21934.4444 |  | 44 | 51.95 | 51950 | 987.05 | 2.222% | 21.9344 | 43.8689 | 995.1311
10141103 | AT | TRANSFORMADOR AUXILIAR | AUX | TRANSFORMADOR AUXILIAR MARCA:QUALITY POWER KHONGOLOTE AUX |  | KHONGOLOTE | KHONGOLOTE |  | RURAL |  |  | 250 | 33 | 0.4 | 3 | 2016 | QUALITY POWER | 2423/10178 | 991 | 45 | 970.0789 | 20.9211 | 20921.1111 |  | 44 | 49.55 | 49550 | 941.45 | 2.222% | 20.9211 | 41.8422 | 949.1578
10141103 | MS | MINISUBESTAÇÃO | AGCHI/PT63 | MINISUBESTAÇÃO MARCA:TRANSFORMAN AGCHI/PT63 AGCHI/PT63 | PARCA DA INDEPENDECIA | AGCHI/PT63 | CHIMOIO | MANICA | Bairro Eduardo Mondlane | S19 06 42,95 | E033 28 43,40 | 200 | 6.6 | 0.4 | 3 | 2017 | TRANSFORMAN | TB1707071 | 1733 | 45 | 1733 | 0 | 0 |  | 45 | 86.65 | 86650 | 1646.35 | 2.222% | 36.5856 | 36.5856 | 1696.4144
10141103 | MS | MINISUBESTAÇÃO | PT 368R | MINISUBESTAÇÃO MARCA:Astor PT 368R | Guava |  | Maputo |  |  | 32,6198171 | -25,7713629 | 315 | 33 | 0,4 | 3Φ | 2017 | Astor | 17-02202 | 3638 | 45 | 3638 | 0 | 0 |  | 45 | 181.9 | 181900 | 3456.1 | 2.222% | 76.8022 | 76.8022 | 3561.1978
10141103 | MS | MINISUBESTAÇÃO |  | MINISUBESTAÇÃO MARCA:ABB PS1 POWERSTATION |  | PS1 POWERSTATION | QUALIMANE |  |  | S17 52 02.13 | E036 52 65.52 | 200 | 33 | 0,4 | 3 | 2017 | ABB | 1VYN030317000147 | 3638 | 45 | 3638 | 0 | 0 |  | 45 | 181.9 | 181900 | 3456.1 | 2.222% | 76.8022 | 76.8022 | 3561.1978
10141103 | GMT | TRANSFORMADOR |  | TRANSFORMADOR MARCA:ASTOR TETE-SUB | TETE | TETE-SUB | TETE | S.MACHEL |  | 561188.138 | 8210607.174 | 200 | 33 | 0.4 | 3 | 2017 | ASTOR | 12-01482 | 991 | 45 | 991 | 0 | 0 |  | 45 | 49.55 | 49550 | 941.45 | 2.222% | 20.9211 | 20.9211 | 970.0789
10141103 | GMT | TRANSFORMADOR |  | TRANSFORMADOR MARCA:ASTOR SE TETE | TETE | SE TETE | TETE | MARCELINO |  | 564932.067 | 8214741.118 | 500 | 33 | 0.4 | 3 | 2017 | ASTOR | 17-02234 | 1200 | 45 | 1200 | 0 | 0 |  | 45 | 60 | 60000 | 1140 | 2.222% | 25.3333 | 25.3333 | 1174.6667
10141103 | GMT | TRANSFORMADOR |  | TRANSFORMADOR MARCA:N/A SE MATUNDO | TETE | SE MATUNDO | TETE | CENTRO SAUD |  | 565172.646 | 8215106.346 | 315 | 6.6 | 0.4 | 3 | 2017 | N/A | N/A | 840 | 45 | 840 | 0 | 0 |  | 45 | 42 | 42000 | 798 | 2.222% | 17.7333 | 17.7333 | 822.2667
10141103 | GMT | TRANSFORMADOR |  | TRANSFORMADOR MARCA:POWER TECH SE-MOVEL | TETE | SE-MOVEL | TETE | FIPAG-MATEM |  | 566713.831 | 8214902.17 | 315 | 33 | 0.4 | 3 | 2017 | POWER TECH | 20708601/02 | 1039 | 45 | 1039 | 0 | 0 |  | 45 | 51.95 | 51950 | 987.05 | 2.222% | 21.9344 | 21.9344 | 1017.0656
10141103 | GMT | TRANSFORMADOR |  | TRANSFORMADOR MARCA:ASTOR SE-MATAMBO | TETE | SE-MATAMBO | TETE | PUARRO 3/SMT-1 |  | 561668.384 | 8209219.184 | 200 | 33 | 0.4 | 3 | 2017 | ASTOR | 2170148 | 991 | 45 | 991 | 0 | 0 |  | 45 | 49.55 | 49550 | 941.45 | 2.222% | 20.9211 | 20.9211 | 970.0789
10141103 | GMT | TRANSFORMADOR |  | TRANSFORMADOR MARCA:ASTOR SE-MOVEL | TETE | SE-MOVEL | TETE | 2.DISSE 2 |  | 517070.946 | 8235237.758 | 160 | 33 | 0.4 | 3 | 2017 | ASTOR | 17-13423 | 991 | 45 | 991 | 0 | 0 |  | 45 | 49.55 | 49550 | 941.45 | 2.222% | 20.9211 | 20.9211 | 970.0789
10141103 | GMT | TRANSFORMADOR |  | TRANSFORMADOR MARCA:ASTOR SE-MOVEL | TETE | SE-MOVEL | TETE | NHAMATICA |  | 563727.567 | 8217522.096 | 50 | 33 | 0.4 | 3 | 2017 | ASTOR | 17-1296 | 643 | 45 | 643 | 0 | 0 |  | 45 | 32.15 | 32150 | 610.85 | 2.222% | 13.5744 | 13.5744 | 629.4256
10141103 | GMT | TRANSFORMADOR |  | TRANSFORMADOR MARCA:ASTOR SE-MOVEL | TETE | SE-MOVEL | TETE | ESTRADA KABHADHE |  | 568480.114 | 8213925.149 | 200 | 33 | 0.4 | 3 | 2017 | ASTOR | 17-13423 | 991 | 45 | 991 | 0 | 0 |  | 45 | 49.55 | 49550 | 941.45 | 2.222% | 20.9211 | 20.9211 | 970.0789
10141103 | GMT | TRANSFORMADOR |  | TRANSFORMADOR MARCA:ASTOR SE-MOVEL | TETE | SE-MOVEL | TETE | SECERETARIA-PROV |  | 565145.154 | 8216693.744 | 100 | 33 | 0.4 | 3 | 2017 | ASTOR | 17-01429 | 763 | 45 | 763 | 0 | 0 |  | 45 | 38.15 | 38150 | 724.85 | 2.222% | 16.1078 | 16.1078 | 746.8922
10141103 | GMT | TRANSFORMADOR |  | TRANSFORMADOR MARCA:ASTOR SE-TETE | TETE | SE-TETE | TETE | CHINGODZI-MANUELITO |  | 565514.988 | 8214812.292 | 200 | 33 | 0.4 | 3 | 2017 | ASTOR | 17-01446 | 991 | 45 | 991 | 0 | 0 |  | 45 | 49.55 | 49550 | 941.45 | 2.222% | 20.9211 | 20.9211 | 970.0789
10141103 | GMT | TRANSFORMADOR | 236 | TRANSFORMADOR MARCA: 236 |  |  | Ribaue | REASSENTADO NAPALACA |  | 15º 6' 53.163" S | -39º -14' -55.861" W | 25 | 33 | 400V | 3 | 2017 |  |  | 643 | 45 | 643 | 0 | 0 |  | 45 | 32.15 | 32150 | 610.85 | 2.222% | 13.5744 | 13.5744 | 629.4256
10141103 | GMT | TRANSFORMADOR | 237 | TRANSFORMADOR MARCA: 237 |  |  | Ribaue | BAIRRO DE MUTAUANHA PRÓXIMO DE MUTHITAS BAR |  | 15º 8' 0.357" S | -39º -13' -6.707" W | 50 | 33 | 400V | 3 | 2017 |  |  | 643 | 45 | 643 | 0 | 0 |  | 45 | 32.15 | 32150 | 610.85 | 2.222% | 13.5744 | 13.5744 | 629.4256
10141103 | GMT | TRANSFORMADOR | 238 | TRANSFORMADOR MARCA: 238 |  |  | Nampula | BAIRRO DE MUTAUANHA ZONA DO COLEGA CANHAUA |  | 15º 8' 40.886" S | -39º -13' -32.718" W | 50 | 33 | 400V | 3 | 2017 |  |  | 643 | 45 | 643 | 0 | 0 |  | 45 | 32.15 | 32150 | 610.85 | 2.222% | 13.5744 | 13.5744 | 629.4256
10141103 | GMT | TRANSFORMADOR | 309 | TRANSFORMADOR MARCA: 309 |  |  | Nampula | BAIRRO DE MUATALA - ENTRADA DO MACHAME |  | 15º 7' 47.947" S | -39º -14' -51.1" W | 160 | 33 | 400V | 3 | 2017 |  |  | 991 | 45 | 991 | 0 | 0 |  | 45 | 49.55 | 49550 | 941.45 | 2.222% | 20.9211 | 20.9211 | 970.0789
10141103 | GMT | TRANSFORMADOR | 310 | TRANSFORMADOR MARCA: 310 |  |  | Nampula | BAIRRO DE NATIKIRI ATRAS DA MOAGEM MACHAME |  | 15º 7' 12.557" S | -39º -12' -53.625" W | 200 | 33 | 400V | 3 | 2017 |  |  | 991 | 45 | 991 | 0 | 0 |  | 45 | 49.55 | 49550 | 941.45 | 2.222% | 20.9211 | 20.9211 | 970.0789
10141103 | GMT | TRANSFORMADOR | 311 | TRANSFORMADOR MARCA: 311 |  |  | Nampula | BAIRRO DE MARRERE ZONA DO CAMPO MUNICIPAL |  | 15º 6' 42.797" S | -39º -12' -31.148" W | 50 | 33 | 400V | 3 | 2017 |  |  | 643 | 45 | 643 | 0 | 0 |  | 45 | 32.15 | 32150 | 610.85 | 2.222% | 13.5744 | 13.5744 | 629.4256
10141103 | GMT | TRANSFORMADOR | 312 | TRANSFORMADOR MARCA: 312 |  |  | Nampula | BAIRRO DE NATIKIRI PRÓXIMO COLEGA BELDIMIRO |  | 15º 6' 6.003" S | -39º -12' -47.36" W | 50 | 33 | 400V | 3 | 2017 |  |  | 643 | 45 | 643 | 0 | 0 |  | 45 | 32.15 | 32150 | 610.85 | 2.222% | 13.5744 | 13.5744 | 629.4256
10141103 | GMT | TRANSFORMADOR | 313 | TRANSFORMADOR MARCA: 313 |  |  | Nampula | BAIRRO DE MUHALA EXPANSÃO- PROX POSTO POLICIAL |  | 15º 8' 18.957" S | -39º -18' -52.657" W | 100 | 33 | 400V | 3 | 2017 |  |  | 763 | 45 | 763 | 0 | 0 |  | 45 | 38.15 | 38150 | 724.85 | 2.222% | 16.1078 | 16.1078 | 746.8922
10141103 | GMT | TRANSFORMADOR | 314 | TRANSFORMADOR MARCA: 314 |  |  | Nampula | BAIRRO DE MUATALA - ESCOLA SECUNDÁRIA DE MAPARA |  | 15º 8' 37.183" S | -39º -15' -27.547" W | 100 | 33 | 400V | 3 | 2017 |  |  | 763 | 45 | 763 | 0 | 0 |  | 45 | 38.15 | 38150 | 724.85 | 2.222% | 16.1078 | 16.1078 | 746.8922
10141103 | GMT | TRANSFORMADOR | 315 | TRANSFORMADOR MARCA: 315 |  |  | Nampula | BAIRRO DE MUATALA - ESCOLA SECUNDÁRIA DE MAPARA |  | 15º 8' 42.071" S | -39º -15' -23.029" W | 160 | 33 | 400V | 3 | 2017 |  |  | 991 | 45 | 991 | 0 | 0 |  | 45 | 49.55 | 49550 | 941.45 | 2.222% | 20.9211 | 20.9211 | 970.0789
10141103 | GMT | TRANSFORMADOR | 317 | TRANSFORMADOR MARCA: 317 |  |  | Nampula | Mogincual(Namige) |  | 15º 8' 39.766" S | -39º -18' -44.88" W | 100 | 33 | 400V | 3 | 2017 |  |  | 763 | 45 | 763 | 0 | 0 |  | 45 | 38.15 | 38150 | 724.85 | 2.222% | 16.1078 | 16.1078 | 746.8922
10141103 | GMT | TRANSFORMADOR | 318 | TRANSFORMADOR MARCA: 318 |  |  | Nampula | Mogincual(Namige) |  | 15°32.901´ | 040°24.302´ | 100 | 33 | 400V | 3 | 2017 |  |  | 763 | 45 | 763 | 0 | 0 |  | 45 | 38.15 | 38150 | 724.85 | 2.222% | 16.1078 | 16.1078 | 746.8922
10141103 | GMT | TRANSFORMADOR | 319 | TRANSFORMADOR MARCA: 319 |  |  | Nampula | MUAHIVIRE EXPANSÃO , ATRAS DO CONDOMÍNIOA ARMINDO GONÇALVES |  | 15°33.668´ | 040°24.644´ | 100 | 33 | 400V | 3 | 2017 |  |  | 763 | 45 | 763 | 0 | 0 |  | 45 | 38.15 | 38150 | 724.85 | 2.222% | 16.1078 | 16.1078 | 746.8922
10141103 | GMT | TRANSFORMADOR | 211? | TRANSFORMADOR MARCA: 211? |  |  | Nampula | BAIRRO DE MURRAPANIUA DEPOIS DA ECMEP |  | 15º 9' 7.102" S | -39º -17' -9.787" W | 160 | 33 | 400V | 3 | 2017 |  |  | 991 | 45 | 991 | 0 | 0 |  | 45 | 49.55 | 49550 | 941.45 | 2.222% | 20.9211 | 20.9211 | 970.0789
10141103 | GMT | TRANSFORMADOR | 319 | TRANSFORMADOR MARCA: 319 |  |  | Nampula | Natikiri - Estaleiro Via Rapale |  | 15º 6' 2.17" S | -39º -13' -45.247" W | 200 | 33 | 400V | 3 | 2017 |  |  | 991 | 45 | 991 | 0 | 0 |  | 45 | 49.55 | 49550 | 941.45 | 2.222% | 20.9211 | 20.9211 | 970.0789
10141103 | GMT | TRANSFORMADOR | 320 | TRANSFORMADOR MARCA: 320 |  |  | Namige | Natikiri - Posto Policial |  | 15º05,503´ | 039º13,729´ | 200 | 33 | 400V | 3 | 2017 |  |  | 991 | 45 | 991 | 0 | 0 |  | 45 | 49.55 | 49550 | 941.45 | 2.222% | 20.9211 | 20.9211 | 970.0789
10141103 | GMT | TRANSFORMADOR | 322 | TRANSFORMADOR MARCA: 322 |  |  | Namige | Natikiri - Entrada do Hospital |  | 15º05,811´ | 039º13,632´ | 200 | 33 | 400V | 3 | 2017 |  |  | 991 | 45 | 991 | 0 | 0 |  | 45 | 49.55 | 49550 | 941.45 | 2.222% | 20.9211 | 20.9211 | 970.0789
10141103 | GMT | TRANSFORMADOR | 323 | TRANSFORMADOR MARCA: 323 |  |  | Nampula | Natikiri - Proximio a Mathocua |  | 15º05,811´ | 039º13,632´ | 200 | 33 | 400V | 3 | 2017 |  |  | 991 | 45 | 991 | 0 | 0 |  | 45 | 49.55 | 49550 | 941.45 | 2.222% | 20.9211 | 20.9211 | 970.0789
10141103 | GMT | TRANSFORMADOR | 324 | TRANSFORMADOR MARCA: 324 |  |  | Nampula | Natikiri - proximo ao armazem de medicamentos |  | 15º06,108´ | 039º13,295´ | 200 | 33 | 400V | 3 | 2017 |  |  | 991 | 45 | 991 | 0 | 0 |  | 45 | 49.55 | 49550 | 941.45 | 2.222% | 20.9211 | 20.9211 | 970.0789
10141103 | GMT | TRANSFORMADOR | 327 | TRANSFORMADOR MARCA: 327 |  |  | Nampula | Natikiri, Depois do Control |  | 15º05,324´ | 039º13,429´ | 200 | 33 | 400V | 3 | 2017 |  |  | 991 | 45 | 991 | 0 | 0 |  | 45 | 49.55 | 49550 | 941.45 | 2.222% | 20.9211 | 20.9211 | 970.0789
10141103 | GMT | TRANSFORMADOR | 328 | TRANSFORMADOR MARCA: 328 |  |  | Nampula | Natikiri, Depois do Control |  | 15º05,717´ | 039º16,747´ | 200 | 33 | 400V | 3 | 2017 |  |  | 991 | 45 | 991 | 0 | 0 |  | 45 | 49.55 | 49550 | 941.45 | 2.222% | 20.9211 | 20.9211 | 970.0789
10141103 | GMT | TRANSFORMADOR | 329 | TRANSFORMADOR MARCA: 329 |  |  | Nampula | Natikiri - Entrada do Hospital |  | 15º05,402´ | 039º17,283´ | 200 | 33 | 400V | 3 | 2017 |  |  | 991 | 45 | 991 | 0 | 0 |  | 45 | 49.55 | 49550 | 941.45 | 2.222% | 20.9211 | 20.9211 | 970.0789
10141103 | GMT | TRANSFORMADOR | 330 | TRANSFORMADOR MARCA: 330 |  |  | Nampula | Vieira Murrapaniua |  | 15º06,429´ | 039º16,634 | 200 | 33 | 400V | 3 | 2017 |  |  | 991 | 45 | 991 | 0 | 0 |  | 45 | 49.55 | 49550 | 941.45 | 2.222% | 20.9211 | 20.9211 | 970.0789
10141103 | GMT | TRANSFORMADOR | 331 | TRANSFORMADOR MARCA: 331 |  |  | Nampula | Vieira |  | 15º06.265 | 039º16.669´ | 200 | 33 | 400V | 3 | 2017 |  |  | 991 | 45 | 991 | 0 | 0 |  | 45 | 49.55 | 49550 | 941.45 | 2.222% | 20.9211 | 20.9211 | 970.0789
10141103 | GMT | TRANSFORMADOR | 332 | TRANSFORMADOR MARCA: 332 |  |  | Nampula | Vieira Murrapaniua |  | 15º06,258´ | 039º16,777´ | 200 | 33 | 400V | 3 | 2017 |  |  | 991 | 45 | 991 | 0 | 0 |  | 45 | 49.55 | 49550 | 941.45 | 2.222% | 20.9211 | 20.9211 | 970.0789
10141103 | GMT | TRANSFORMADOR | 333 | TRANSFORMADOR MARCA: 333 |  |  | Nampula | Vieira Cruzamento próximo ao mercado |  | 15º06,124´ | 039º16,715´ | 200 | 33 | 400V | 3 | 2017 |  |  | 991 | 45 | 991 | 0 | 0 |  | 45 | 49.55 | 49550 | 941.45 | 2.222% | 20.9211 | 20.9211 | 970.0789
10141103 | GMT | TRANSFORMADOR | 334 | TRANSFORMADOR MARCA: 334 |  |  | Nampula | Vieira Proximo a escola Muthimacanha |  | 15º06,144´ | 039º16,798´ | 200 | 33 | 400V | 3 | 2017 |  |  | 991 | 45 | 991 | 0 | 0 |  | 45 | 49.55 | 49550 | 941.45 | 2.222% | 20.9211 | 20.9211 | 970.0789
10141103 | GMT | TRANSFORMADOR | 335 | TRANSFORMADOR MARCA: 335 |  |  | nampula | Campo Therene B |  | 15º05,932´ | 039º16,647´ | 200 | 33 | 400V | 3 | 2017 |  |  | 991 | 45 | 991 | 0 | 0 |  | 45 | 49.55 | 49550 | 941.45 | 2.222% | 20.9211 | 20.9211 | 970.0789
10141103 | GMT | TRANSFORMADOR | 336 | TRANSFORMADOR MARCA: 336 |  |  | Nampula | Vieira Proximo a escola Muthimacanha |  | 15º05,865´ | 039º16,665 | 200 | 33 | 400V | 3 | 2017 |  |  | 991 | 45 | 991 | 0 | 0 |  | 45 | 49.55 | 49550 | 941.45 | 2.222% | 20.9211 | 20.9211 | 970.0789
10141103 | GMT | TRANSFORMADOR | 337 | TRANSFORMADOR MARCA: 337 |  |  | Nampula | Mercado Waresta |  | 15º05,681´ | 039º16,817´ | 200 | 33 | 400V | 3 | 2017 |  |  | 991 | 45 | 991 | 0 | 0 |  | 45 | 49.55 | 49550 | 941.45 | 2.222% | 20.9211 | 20.9211 | 970.0789
10141103 | GMT | TRANSFORMADOR | 338 | TRANSFORMADOR MARCA: 338 |  |  | Nampula | Proximo ao Mercado |  | 15º05,769´ | 039º16,796´ | 200 | 33 | 400V | 3 | 2017 |  |  | 991 | 45 | 991 | 0 | 0 |  | 45 | 49.55 | 49550 | 941.45 | 2.222% | 20.9211 | 20.9211 | 970.0789
10141103 | GMT | TRANSFORMADOR | 339 | TRANSFORMADOR MARCA: 339 |  |  | Nampula | Namiepe - Mercado Namialo |  | 15º05,950´ | 039º16,834´ | 200 | 33 | 400V | 3 | 2017 |  |  | 991 | 45 | 991 | 0 | 0 |  | 45 | 49.55 | 49550 | 941.45 | 2.222% | 20.9211 | 20.9211 | 970.0789
10141103 | GMT | TRANSFORMADOR | 340 | TRANSFORMADOR MARCA: 340 |  |  | Nampula | Namiepe - Mercado Semaforo |  | 15º06,363´ | 039º16,603´ | 200 | 33 | 400V | 3 | 2017 |  |  | 991 | 45 | 991 | 0 | 0 |  | 45 | 49.55 | 49550 | 941.45 | 2.222% | 20.9211 | 20.9211 | 970.0789
10141103 | GMT | TRANSFORMADOR | 341 | TRANSFORMADOR MARCA: 341 |  |  | Nampula | Namicopo, Próximo do PTS 35 |  | 15º06,429´ | 039º16,634 | 200 | 33 | 400V | 3 | 2017 |  |  | 991 | 45 | 991 | 0 | 0 |  | 45 | 49.55 | 49550 | 941.45 | 2.222% | 20.9211 | 20.9211 | 970.0789
10141103 | GMT | TRANSFORMADOR | 342 | TRANSFORMADOR MARCA: 342 |  |  | Nampula | Namicopo - Cruzamento de taxi mota |  | 15º06.265 | 039º16.669´ | 200 | 33 | 400V | 3 | 2017 |  |  | 991 | 45 | 991 | 0 | 0 |  | 45 | 49.55 | 49550 | 941.45 | 2.222% | 20.9211 | 20.9211 | 970.0789
10141103 | GMT | TRANSFORMADOR | 343 | TRANSFORMADOR MARCA: 343 |  |  | Nampula | Namicopo - Depois do Mercado Muathunaca |  | 15º06,258´ | 039º16,777´ | 200 | 33 | 400V | 3 | 2017 |  |  | 991 | 45 | 991 | 0 | 0 |  | 45 | 49.55 | 49550 | 941.45 | 2.222% | 20.9211 | 20.9211 | 970.0789
10141103 | GMT | TRANSFORMADOR | 344 | TRANSFORMADOR MARCA: 344 |  |  | Nampula | Próximo do campo Cuba |  | 15º06,124´ | 039º16,715´ | 200 | 33 | 400V | 3 | 2017 |  |  | 991 | 45 | 991 | 0 | 0 |  | 45 | 49.55 | 49550 | 941.45 | 2.222% | 20.9211 | 20.9211 | 970.0789
10141103 | GMT | TRANSFORMADOR | 345 | TRANSFORMADOR MARCA: 345 |  |  | Nampula | Palmeiras |  | 15º06,144´ | 039º16,798´ | 100 | 33 | 400V | 3 | 2017 |  |  | 763 | 45 | 763 | 0 | 0 |  | 45 | 38.15 | 38150 | 724.85 | 2.222% | 16.1078 | 16.1078 | 746.8922
10141103 | GMT | TRANSFORMADOR | 346 | TRANSFORMADOR MARCA: 346 |  |  | Nampula | Namiepe |  | 15º05,932´ | 039º16,647´ | 200 | 33 | 400V | 3 | 2017 |  |  | 991 | 45 | 991 | 0 | 0 |  | 45 | 49.55 | 49550 | 941.45 | 2.222% | 20.9211 | 20.9211 | 970.0789
10141103 | GMT | TRANSFORMADOR | 347 | TRANSFORMADOR MARCA: 347 |  |  | Nampula | Namiepe - Proximo ao mercado Namialo |  | 15º05,865´ | 039º16,665 | 200 | 33 | 400V | 3 | 2017 |  |  | 991 | 45 | 991 | 0 | 0 |  | 45 | 49.55 | 49550 | 941.45 | 2.222% | 20.9211 | 20.9211 | 970.0789
10141103 | GMT | TRANSFORMADOR | 348 | TRANSFORMADOR MARCA: 348 |  |  | Nampula | Antes da ponte Namiepe - Mercado Namialo |  | 15º05,681´ | 039º16,817´ | 200 | 33 | 400V | 3 | 2017 |  |  | 991 | 45 | 991 | 0 | 0 |  | 45 | 49.55 | 49550 | 941.45 | 2.222% | 20.9211 | 20.9211 | 970.0789
10141103 | GMT | TRANSFORMADOR | 349 | TRANSFORMADOR MARCA: 349 |  |  | Nampula | Namiepe - Mercado Namialo |  | 15º05,769´ | 039º17,376´ | 200 | 33 | 400V | 3 | 2017 |  |  | 991 | 45 | 991 | 0 | 0 |  | 45 | 49.55 | 49550 | 941.45 | 2.222% | 20.9211 | 20.9211 | 970.0789
10141103 | GMT | TRANSFORMADOR | 350 | TRANSFORMADOR MARCA: 350 |  |  | Nampula | Namicopo Palmeiras, Próximo do campo |  | 15º05,481 | 039º16,957´ | 200 | 33 | 400V | 3 | 2017 |  |  | 991 | 45 | 991 | 0 | 0 |  | 45 | 49.55 | 49550 | 941.45 | 2.222% | 20.9211 | 20.9211 | 970.0789
10141103 | GMT | TRANSFORMADOR | 351 | TRANSFORMADOR MARCA: 351 |  |  | Nampula | Namicopo, Próximo da Mesquita |  | 15º05,407´ | 039º17,112´ | 200 | 33 | 400V | 3 | 2017 |  |  | 991 | 45 | 991 | 0 | 0 |  | 45 | 49.55 | 49550 | 941.45 | 2.222% | 20.9211 | 20.9211 | 970.0789
10141103 | GMT | TRANSFORMADOR | 360 | TRANSFORMADOR MARCA: 360 |  |  | Nampula | Namiepe |  | 15º05,541´ | 039º17,159´ | 200 | 33 | 400V | 3 | 2017 |  |  | 991 | 45 | 991 | 0 | 0 |  | 45 | 49.55 | 49550 | 941.45 | 2.222% | 20.9211 | 20.9211 | 970.0789
10141103 | GMT | TRANSFORMADOR | 361 | TRANSFORMADOR MARCA: 361 |  |  | Nampula | Proximo a ponte Namiepe |  | 15º05,481 | 039º16,957´ | 200 | 33 | 400V | 3 | 2017 |  |  | 991 | 45 | 991 | 0 | 0 |  | 45 | 49.55 | 49550 | 941.45 | 2.222% | 20.9211 | 20.9211 | 970.0789
10141103 | GMT | TRANSFORMADOR | 362 | TRANSFORMADOR MARCA: 362 |  |  | Nampula | Namicopo Proximo da 5 Esquadra |  | 15º05,407´ | 039º17,112´ | 200 | 33 | 400V | 3 | 2017 |  |  | 991 | 45 | 991 | 0 | 0 |  | 45 | 49.55 | 49550 | 941.45 | 2.222% | 20.9211 | 20.9211 | 970.0789
10141103 | GMT | TRANSFORMADOR | 363 | TRANSFORMADOR MARCA: 363 |  |  | Nampula | Namiepe, proximo a 5ª esquadra |  | 15º05,044´ | 039º17,097´ | 200 | 33 | 400V | 3 | 2017 |  |  | 991 | 45 | 991 | 0 | 0 |  | 45 | 49.55 | 49550 | 941.45 | 2.222% | 20.9211 | 20.9211 | 970.0789
10141103 | GMT | TRANSFORMADOR | 366 | TRANSFORMADOR MARCA: 366 |  |  | Nampula | Namiepe Proximo da Escola |  | 15º04,827´ | 039º17,070´ | 200 | 33 | 400V | 3 | 2017 |  |  | 991 | 45 | 991 | 0 | 0 |  | 45 | 49.55 | 49550 | 941.45 | 2.222% | 20.9211 | 20.9211 | 970.0789
10141103 | GMT | TRANSFORMADOR | 367 | TRANSFORMADOR MARCA: 367 |  |  | Nampula | Namiepe Próximo da Escola Marcelino dos Santos |  | 15º04,868´ | 039º16,868´ | 200 | 33 | 400V | 3 | 2017 |  |  | 991 | 45 | 991 | 0 | 0 |  | 45 | 49.55 | 49550 | 941.45 | 2.222% | 20.9211 | 20.9211 | 970.0789
10141103 | GMT | TRANSFORMADOR | 368 | TRANSFORMADOR MARCA: 368 |  |  | NAMPULA | Namiepe Proximo das pedras |  | 15º04,530´ | 039º17,671´ | 200 | 33 | 400V | 3 | 2017 |  |  | 991 | 45 | 991 | 0 | 0 |  | 45 | 49.55 | 49550 | 941.45 | 2.222% | 20.9211 | 20.9211 | 970.0789
10141103 | GMT | TRANSFORMADOR | 369 | TRANSFORMADOR MARCA: 369 |  |  | Nampula | Proximo da Escola Saua Saua |  | 15º05,097´ | 039º17,320´ | 100 | 33 | 400V | 3 | 2017 |  |  | 763 | 45 | 763 | 0 | 0 |  | 45 | 38.15 | 38150 | 724.85 | 2.222% | 16.1078 | 16.1078 | 746.8922
10141103 | GMT | TRANSFORMADOR | 370 | TRANSFORMADOR MARCA: 370 |  |  | NAMPULA | Escola Marcelino dos Santos |  | 15º05,186´ | 039º17,569´ | 200 | 33 | 400V | 3 | 2017 |  |  | 991 | 45 | 991 | 0 | 0 |  | 45 | 49.55 | 49550 | 941.45 | 2.222% | 20.9211 | 20.9211 | 970.0789
10141103 | GMT | TRANSFORMADOR | 371 | TRANSFORMADOR MARCA: 371 |  |  | Nampula | Proximo da Escola Marcelino |  | 15º05,319´ | 039º17,342´ | 100 | 33 | 400V | 3 | 2017 |  |  | 763 | 45 | 763 | 0 | 0 |  | 45 | 38.15 | 38150 | 724.85 | 2.222% | 16.1078 | 16.1078 | 746.8922
10141103 | GMT | TRANSFORMADOR | 372 | TRANSFORMADOR MARCA: 372 |  |  | NAMPULA | Namiepe Proximo da 5ª Esquadra |  | 15º05,551´ | 039º17,393´ | 200 | 33 | 400V | 3 | 2017 |  |  | 991 | 45 | 991 | 0 | 0 |  | 45 | 49.55 | 49550 | 941.45 | 2.222% | 20.9211 | 20.9211 | 970.0789
10141103 | GMT | TRANSFORMADOR | 373 | TRANSFORMADOR MARCA: 373 |  |  | NAMPULA | Namiepe Proximo ao Mercado |  | 15º05,663´ | 039º17,501´ | 200 | 33 | 400V | 3 | 2017 |  |  | 991 | 45 | 991 | 0 | 0 |  | 45 | 49.55 | 49550 | 941.45 | 2.222% | 20.9211 | 20.9211 | 970.0789
10141103 | GMT | TRANSFORMADOR | 375 | TRANSFORMADOR MARCA: 375 |  |  | NAMPULA | Proximo da Entrada do areal - Namiepe |  | 15º05,663´ | 039º17,501´ | 100 | 33 | 400V | 3 | 2017 |  |  | 763 | 45 | 763 | 0 | 0 |  | 45 | 38.15 | 38150 | 724.85 | 2.222% | 16.1078 | 16.1078 | 746.8922
10141103 | GMT | TRANSFORMADOR | 376 | TRANSFORMADOR MARCA: 376 |  |  | Nampula | Namiepe |  | 15º05,536´ | 039º17,629´ | 200 | 33 | 400V | 3 | 2017 |  |  | 991 | 45 | 991 | 0 | 0 |  | 45 | 49.55 | 49550 | 941.45 | 2.222% | 20.9211 | 20.9211 | 970.0789
10141103 | GMT | TRANSFORMADOR | 377 | TRANSFORMADOR MARCA: 377 |  |  | Nampula | Namiepe |  | 15º05,390´ | 039º17,474´ | 200 | 33 | 400V | 3 | 2017 |  |  | 991 | 45 | 991 | 0 | 0 |  | 45 | 49.55 | 49550 | 941.45 | 2.222% | 20.9211 | 20.9211 | 970.0789
10141103 | GMT | TRANSFORMADOR | T31 | TRANSFORMADOR MARCA:KONCAT DST MONAPO T31 |  | MONAPO | MONAPO |  |  | 14°54'11.55" | 40°19'35.358" | 5000 | 33KV | 11KV | 3 | 2017 | KONCAT DST | CT15000-4029000 | 20419 | 45 | 20419 | 0 | 0 |  | 45 | 1020.95 | 1020950 | 19398.05 | 2.222% | 431.0678 | 431.0678 | 19987.9322
10141103 | GMT | TRANSFORMADOR | PTS 6 | TRANSFORMADOR MARCA:EFACEC ANGOCHE PTS 6 |  | ANGOCHE | LARDE | NAHOLOCO |  | S 16⁰31.671 | E 039⁰40.710 | 160 | 22KV | 400V | 3 | 2017 | EFACEC |  | 991 | 45 | 991 | 0 | 0 |  | 45 | 49.55 | 49550 | 941.45 | 2.222% | 20.9211 | 20.9211 | 970.0789
10141103 | GMT | TRANSFORMADOR | PTS 7 | TRANSFORMADOR MARCA: CUAMBA PTS 7 |  | CUAMBA | CUAMBA | INEFP - MPACUARA (ATRS IFPBOM) |  | 14º 46' 54.439" S | -36º -30' -59.365" W | 200 | 33KV | 400V | 3 | 2017 |  |  | 991 | 45 | 991 | 0 | 0 |  | 45 | 49.55 | 49550 | 941.45 | 2.222% | 20.9211 | 20.9211 | 970.0789
10141103 | GMT | TRANSFORMADOR | PTS 12 | TRANSFORMADOR MARCA: CUAMBA PTS 12 |  | CUAMBA | CUAMBA | ECMEP |  | 14º 48' 42.266" S | -36º -31' -34.04" W | 315 | 33KV | 400V | 3 | 2017 |  |  | 1039 | 45 | 1039 | 0 | 0 |  | 45 | 51.95 | 51950 | 987.05 | 2.222% | 21.9344 | 21.9344 | 1017.0656
10141103 | GMT | TRANSFORMADOR | PTS 3009 | TRANSFORMADOR MARCA: CUAMBA PTS 3009 |  | CUAMBA | MALEMA | B.Mpeneca Expansao |  | 14º 57' 36.576" S | -37º -24' -13.028" W | 160 | 33KV | 400V | 3 | 2017 |  |  | 991 | 45 | 991 | 0 | 0 |  | 45 | 49.55 | 49550 | 941.45 | 2.222% | 20.9211 | 20.9211 | 970.0789
10141103 | GMT | TRANSFORMADOR | PTS 3010 | TRANSFORMADOR MARCA: CUAMBA PTS 3010 |  | CUAMBA | MALEMA | B.Pedreira INEFP |  | 14º 56' 58.105" S | -37º -26' -23.232" W | 200 | 33KV | 400V | 3 | 2017 |  |  | 991 | 45 | 991 | 0 | 0 |  | 45 | 49.55 | 49550 | 941.45 | 2.222% | 20.9211 | 20.9211 | 970.0789
10141103 | GMT | TRANSFORMADOR | AGGDL/PT4 | TRANSFORMADOR MARCA:ASTOR AGGDL/PT4 AGGDL/PT4 | Bairro Josina Machel | AGGDL/PT4 | GONDOLA | MANICA | PANGA - PANGA | S19 04 35,2 | E033 38 22,5 | 315 | 22 | 0.4 | 3 | 2017 | ASTOR | 17-13116 | 953 | 45 | 953 | 0 | 0 |  | 45 | 47.65 | 47650 | 905.35 | 2.222% | 20.1189 | 20.1189 | 932.8811
10141103 | GMT | TRANSFORMADOR | PT 408R | TRANSFORMADOR MARCA:ASTOR PT 408R PT 408R |  | PT 408R | Maxaquene |  |  |  |  | 630 | 33 | 0.4 | 3Ø | 2017 | ASTOR | 17-02543 | 1200 | 45 | 1200 | 0 | 0 |  | 45 | 60 | 60000 | 1140 | 2.222% | 25.3333 | 25.3333 | 1174.6667
10141103 | GMT | TRANSFORMADOR | PTS 601 | TRANSFORMADOR MARCA:Astor PTS 601 | Mashava |  | Maputo |  |  | 31,9907364 | -25,4436926 | 315 | 33 | 0,4 | 3Φ | 2017 | Astor | 17-10684 | 1039 | 45 | 1039 | 0 | 0 |  | 45 | 51.95 | 51950 | 987.05 | 2.222% | 21.9344 | 21.9344 | 1017.0656
10141103 | GMT | TRANSFORMADOR | PT 298R | TRANSFORMADOR MARCA:Astor PT 298R | Katembe |  | Maputo |  |  | 32,5996681 | -26,0701249 | 250 | 33 | 0,4 | 3Φ | 2017 | Astor | 17-13001 | 991 | 45 | 991 | 0 | 0 |  | 45 | 49.55 | 49550 | 941.45 | 2.222% | 20.9211 | 20.9211 | 970.0789
10141103 | GMT | TRANSFORMADOR | 236 | TRANSFORMADOR MARCA:Power Tech 236 |  |  | Ribaue | REASSENTADO NAPALACA |  | 15º 6' 53.163" S | -39º -14' -55.861" W | 25 | 33 | 400V | 3 | 2017 | Power Tech | 10839201/06 | 643 | 45 | 643 | 0 | 0 |  | 45 | 32.15 | 32150 | 610.85 | 2.222% | 13.5744 | 13.5744 | 629.4256
10141103 | GMT | TRANSFORMADOR | 237 | TRANSFORMADOR MARCA:Fuji Tusco 237 |  |  | Ribaue | BAIRRO DE MUTAUANHA PRÓXIMO DE MUTHITAS BAR |  | 15º 8' 0.357" S | -39º -13' -6.707" W | 50 | 33 | 400V | 3 | 2017 | Fuji Tusco | 581375 | 643 | 45 | 643 | 0 | 0 |  | 45 | 32.15 | 32150 | 610.85 | 2.222% | 13.5744 | 13.5744 | 629.4256
10141103 | GMT | TRANSFORMADOR | 238 | TRANSFORMADOR MARCA:Power Tech 238 |  |  | Nampula | BAIRRO DE MUTAUANHA ZONA DO COLEGA CANHAUA |  | 15º 8' 40.886" S | -39º -13' -32.718" W | 50 | 33 | 400V | 3 | 2017 | Power Tech | 10828302/01 | 643 | 45 | 643 | 0 | 0 |  | 45 | 32.15 | 32150 | 610.85 | 2.222% | 13.5744 | 13.5744 | 629.4256
10141103 | GMT | TRANSFORMADOR | 309 | TRANSFORMADOR MARCA:Fuji Tusco 309 |  |  | Nampula | BAIRRO DE MUATALA - ENTRADA DO MACHAME |  | 15º 7' 47.947" S | -39º -14' -51.1" W | 160 | 33 | 400V | 3 | 2017 | Fuji Tusco | 601154 | 991 | 45 | 991 | 0 | 0 |  | 45 | 49.55 | 49550 | 941.45 | 2.222% | 20.9211 | 20.9211 | 970.0789
10141103 | GMT | TRANSFORMADOR | 310 | TRANSFORMADOR MARCA:Fuji Tusco 310 |  |  | Nampula | BAIRRO DE NATIKIRI ATRAS DA MOAGEM MACHAME |  | 15º 7' 12.557" S | -39º -12' -53.625" W | 200 | 33 | 400V | 3 | 2017 | Fuji Tusco | 601125 | 991 | 45 | 991 | 0 | 0 |  | 45 | 49.55 | 49550 | 941.45 | 2.222% | 20.9211 | 20.9211 | 970.0789
10141103 | GMT | TRANSFORMADOR | 311 | TRANSFORMADOR MARCA:Fuji Tusco 311 |  |  | Nampula | BAIRRO DE MARRERE ZONA DO CAMPO MUNICIPAL |  | 15º 6' 42.797" S | -39º -12' -31.148" W | 50 | 33 | 400V | 3 | 2017 | Fuji Tusco | 601129 | 643 | 45 | 643 | 0 | 0 |  | 45 | 32.15 | 32150 | 610.85 | 2.222% | 13.5744 | 13.5744 | 629.4256
10141103 | GMT | TRANSFORMADOR | 312 | TRANSFORMADOR MARCA:Fuji Tusco 312 |  |  | Nampula | BAIRRO DE NATIKIRI PRÓXIMO COLEGA BELDIMIRO |  | 15º 6' 6.003" S | -39º -12' -47.36" W | 50 | 33 | 400V | 3 | 2017 | Fuji Tusco | 590014 | 643 | 45 | 643 | 0 | 0 |  | 45 | 32.15 | 32150 | 610.85 | 2.222% | 13.5744 | 13.5744 | 629.4256
10141103 | GMT | TRANSFORMADOR | 313 | TRANSFORMADOR MARCA:Fuji Tusco 313 |  |  | Nampula | BAIRRO DE MUHALA EXPANSÃO- PROX POSTO POLICIAL |  | 15º 8' 18.957" S | -39º -18' -52.657" W | 100 | 33 | 400V | 3 | 2017 | Fuji Tusco | 596580 | 763 | 45 | 763 | 0 | 0 |  | 45 | 38.15 | 38150 | 724.85 | 2.222% | 16.1078 | 16.1078 | 746.8922
10141103 | GMT | TRANSFORMADOR | 314 | TRANSFORMADOR MARCA:Fuji Tusco 314 |  |  | Nampula | BAIRRO DE MUATALA - ESCOLA SECUNDÁRIA DE MAPARA |  | 15º 8' 37.183" S | -39º -15' -27.547" W | 100 | 33 | 400V | 3 | 2017 | Fuji Tusco | 601183 | 763 | 45 | 763 | 0 | 0 |  | 45 | 38.15 | 38150 | 724.85 | 2.222% | 16.1078 | 16.1078 | 746.8922
10141103 | GMT | TRANSFORMADOR | 315 | TRANSFORMADOR MARCA:Fuji Tusco 315 |  |  | Nampula | BAIRRO DE MUATALA - ESCOLA SECUNDÁRIA DE MAPARA |  | 15º 8' 42.071" S | -39º -15' -23.029" W | 160 | 33 | 400V | 3 | 2017 | Fuji Tusco | 601181 | 991 | 45 | 991 | 0 | 0 |  | 45 | 49.55 | 49550 | 941.45 | 2.222% | 20.9211 | 20.9211 | 970.0789
10141103 | GMT | TRANSFORMADOR | 317 | TRANSFORMADOR MARCA:Fuji Tusco 317 |  |  | Nampula | Mogincual(Namige) |  | 15º 8' 39.766" S | -39º -18' -44.88" W | 100 | 33 | 400V | 3 | 2017 | Fuji Tusco | 601215 | 763 | 45 | 763 | 0 | 0 |  | 45 | 38.15 | 38150 | 724.85 | 2.222% | 16.1078 | 16.1078 | 746.8922
10141103 | GMT | TRANSFORMADOR | 318 | TRANSFORMADOR MARCA:Fuji Tusco 318 |  |  | Nampula | Mogincual(Namige) |  | 15°32.901´ | 040°24.302´ | 100 | 33 | 400V | 3 | 2017 | Fuji Tusco | 601544 | 763 | 45 | 763 | 0 | 0 |  | 45 | 38.15 | 38150 | 724.85 | 2.222% | 16.1078 | 16.1078 | 746.8922
10141103 | GMT | TRANSFORMADOR | 319 | TRANSFORMADOR MARCA:Fuji Tusco 319 |  |  | Nampula | MUAHIVIRE EXPANSÃO , ATRAS DO CONDOMÍNIOA ARMINDO GONÇALVES |  | 15°33.668´ | 040°24.644´ | 100 | 33 | 400V | 3 | 2017 | Fuji Tusco | 581395 | 763 | 45 | 763 | 0 | 0 |  | 45 | 38.15 | 38150 | 724.85 | 2.222% | 16.1078 | 16.1078 | 746.8922
10141103 | GMT | TRANSFORMADOR | 211? | TRANSFORMADOR MARCA:Fuji Tusco 211? |  |  | Nampula | BAIRRO DE MURRAPANIUA DEPOIS DA ECMEP |  | 15º 9' 7.102" S | -39º -17' -9.787" W | 160 | 33 | 400V | 3 | 2017 | Fuji Tusco | 601145 | 991 | 45 | 991 | 0 | 0 |  | 45 | 49.55 | 49550 | 941.45 | 2.222% | 20.9211 | 20.9211 | 970.0789
10141103 | GMT | TRANSFORMADOR | 319 | TRANSFORMADOR MARCA:Fuji Tusco 319 |  |  | Nampula | Natikiri - Estaleiro Via Rapale |  | 15º 6' 2.17" S | -39º -13' -45.247" W | 200 | 33 | 400V | 3 | 2017 | Fuji Tusco | 601149 | 991 | 45 | 991 | 0 | 0 |  | 45 | 49.55 | 49550 | 941.45 | 2.222% | 20.9211 | 20.9211 | 970.0789
10141103 | GMT | TRANSFORMADOR | 320 | TRANSFORMADOR MARCA:Fuji Tusco 320 |  |  | Namige | Natikiri - Posto Policial |  | 15º05,503´ | 039º13,729´ | 200 | 33 | 400V | 3 | 2017 | Fuji Tusco | 601255 | 991 | 45 | 991 | 0 | 0 |  | 45 | 49.55 | 49550 | 941.45 | 2.222% | 20.9211 | 20.9211 | 970.0789
10141103 | GMT | TRANSFORMADOR | 322 | TRANSFORMADOR MARCA:Fuji Tusco 322 |  |  | Namige | Natikiri - Entrada do Hospital |  | 15º05,811´ | 039º13,632´ | 200 | 33 | 400V | 3 | 2017 | Fuji Tusco | 601150 | 991 | 45 | 991 | 0 | 0 |  | 45 | 49.55 | 49550 | 941.45 | 2.222% | 20.9211 | 20.9211 | 970.0789
10141103 | GMT | TRANSFORMADOR | 323 | TRANSFORMADOR MARCA:Fuji Tusco 323 |  |  | Nampula | Natikiri - Proximio a Mathocua |  | 15º05,811´ | 039º13,632´ | 200 | 33 | 400V | 3 | 2017 | Fuji Tusco | 601192 | 991 | 45 | 991 | 0 | 0 |  | 45 | 49.55 | 49550 | 941.45 | 2.222% | 20.9211 | 20.9211 | 970.0789
10141103 | GMT | TRANSFORMADOR | 324 | TRANSFORMADOR MARCA:Fuji Tusco 324 |  |  | Nampula | Natikiri - proximo ao armazem de medicamentos |  | 15º06,108´ | 039º13,295´ | 200 | 33 | 400V | 3 | 2017 | Fuji Tusco | 601187 | 991 | 45 | 991 | 0 | 0 |  | 45 | 49.55 | 49550 | 941.45 | 2.222% | 20.9211 | 20.9211 | 970.0789
10141103 | GMT | TRANSFORMADOR | 327 | TRANSFORMADOR MARCA:Fuji Tusco 327 |  |  | Nampula | Natikiri, Depois do Control |  | 15º05,324´ | 039º13,429´ | 200 | 33 | 400V | 3 | 2017 | Fuji Tusco | 601175 | 991 | 45 | 991 | 0 | 0 |  | 45 | 49.55 | 49550 | 941.45 | 2.222% | 20.9211 | 20.9211 | 970.0789
10141103 | GMT | TRANSFORMADOR | 328 | TRANSFORMADOR MARCA:Fuji Tusco 328 |  |  | Nampula | Natikiri, Depois do Control |  | 15º05,717´ | 039º16,747´ | 200 | 33 | 400V | 3 | 2017 | Fuji Tusco | 601189 | 991 | 45 | 991 | 0 | 0 |  | 45 | 49.55 | 49550 | 941.45 | 2.222% | 20.9211 | 20.9211 | 970.0789
10141103 | GMT | TRANSFORMADOR | 329 | TRANSFORMADOR MARCA:Fuji Tusco 329 |  |  | Nampula | Natikiri - Entrada do Hospital |  | 15º05,402´ | 039º17,283´ | 200 | 33 | 400V | 3 | 2017 | Fuji Tusco | 615548 | 991 | 45 | 991 | 0 | 0 |  | 45 | 49.55 | 49550 | 941.45 | 2.222% | 20.9211 | 20.9211 | 970.0789
10141103 | GMT | TRANSFORMADOR | 330 | TRANSFORMADOR MARCA:Fuji Tusco 330 |  |  | Nampula | Vieira Murrapaniua |  | 15º06,429´ | 039º16,634 | 200 | 33 | 400V | 3 | 2017 | Fuji Tusco | 601186 | 991 | 45 | 991 | 0 | 0 |  | 45 | 49.55 | 49550 | 941.45 | 2.222% | 20.9211 | 20.9211 | 970.0789
10141103 | GMT | TRANSFORMADOR | 331 | TRANSFORMADOR MARCA:Fuji Tusco 331 |  |  | Nampula | Vieira |  | 15º06.265 | 039º16.669´ | 200 | 33 | 400V | 3 | 2017 | Fuji Tusco | 601180 | 991 | 45 | 991 | 0 | 0 |  | 45 | 49.55 | 49550 | 941.45 | 2.222% | 20.9211 | 20.9211 | 970.0789
10141103 | GMT | TRANSFORMADOR | 332 | TRANSFORMADOR MARCA:Fuji Tusco 332 |  |  | Nampula | Vieira Murrapaniua |  | 15º06,258´ | 039º16,777´ | 200 | 33 | 400V | 3 | 2017 | Fuji Tusco | 601218 | 991 | 45 | 991 | 0 | 0 |  | 45 | 49.55 | 49550 | 941.45 | 2.222% | 20.9211 | 20.9211 | 970.0789
10141103 | GMT | TRANSFORMADOR | 333 | TRANSFORMADOR MARCA:Fuji Tusco 333 |  |  | Nampula | Vieira Cruzamento próximo ao mercado |  | 15º06,124´ | 039º16,715´ | 200 | 33 | 400V | 3 | 2017 | Fuji Tusco | 601179 | 991 | 45 | 991 | 0 | 0 |  | 45 | 49.55 | 49550 | 941.45 | 2.222% | 20.9211 | 20.9211 | 970.0789
10141103 | GMT | TRANSFORMADOR | 334 | TRANSFORMADOR MARCA:Fuji Tusco 334 |  |  | Nampula | Vieira Proximo a escola Muthimacanha |  | 15º06,144´ | 039º16,798´ | 200 | 33 | 400V | 3 | 2017 | Fuji Tusco | 601168 | 991 | 45 | 991 | 0 | 0 |  | 45 | 49.55 | 49550 | 941.45 | 2.222% | 20.9211 | 20.9211 | 970.0789
10141103 | GMT | TRANSFORMADOR | 335 | TRANSFORMADOR MARCA:Fuji Tusco 335 |  |  | nampula | Campo Therene B |  | 15º05,932´ | 039º16,647´ | 200 | 33 | 400V | 3 | 2017 | Fuji Tusco | 601219 | 991 | 45 | 991 | 0 | 0 |  | 45 | 49.55 | 49550 | 941.45 | 2.222% | 20.9211 | 20.9211 | 970.0789
10141103 | GMT | TRANSFORMADOR | 336 | TRANSFORMADOR MARCA:Fuji Tusco 336 |  |  | Nampula | Vieira Proximo a escola Muthimacanha |  | 15º05,865´ | 039º16,665 | 200 | 33 | 400V | 3 | 2017 | Fuji Tusco | 601207 | 991 | 45 | 991 | 0 | 0 |  | 45 | 49.55 | 49550 | 941.45 | 2.222% | 20.9211 | 20.9211 | 970.0789
10141103 | GMT | TRANSFORMADOR | 337 | TRANSFORMADOR MARCA:Fuji Tusco 337 |  |  | Nampula | Mercado Waresta |  | 15º05,681´ | 039º16,817´ | 200 | 33 | 400V | 3 | 2017 | Fuji Tusco | 601208 | 991 | 45 | 991 | 0 | 0 |  | 45 | 49.55 | 49550 | 941.45 | 2.222% | 20.9211 | 20.9211 | 970.0789
10141103 | GMT | TRANSFORMADOR | 338 | TRANSFORMADOR MARCA:Fuji Tusco 338 |  |  | Nampula | Proximo ao Mercado |  | 15º05,769´ | 039º16,796´ | 200 | 33 | 400V | 3 | 2017 | Fuji Tusco | 601157 | 991 | 45 | 991 | 0 | 0 |  | 45 | 49.55 | 49550 | 941.45 | 2.222% | 20.9211 | 20.9211 | 970.0789
10141103 | GMT | TRANSFORMADOR | 339 | TRANSFORMADOR MARCA:Fuji Tusco 339 |  |  | Nampula | Namiepe - Mercado Namialo |  | 15º05,950´ | 039º16,834´ | 200 | 33 | 400V | 3 | 2017 | Fuji Tusco | 601210 | 991 | 45 | 991 | 0 | 0 |  | 45 | 49.55 | 49550 | 941.45 | 2.222% | 20.9211 | 20.9211 | 970.0789
10141103 | GMT | TRANSFORMADOR | 340 | TRANSFORMADOR MARCA:Fuji Tusco 340 |  |  | Nampula | Namiepe - Mercado Semaforo |  | 15º06,363´ | 039º16,603´ | 200 | 33 | 400V | 3 | 2017 | Fuji Tusco | 581706 | 991 | 45 | 991 | 0 | 0 |  | 45 | 49.55 | 49550 | 941.45 | 2.222% | 20.9211 | 20.9211 | 970.0789
10141103 | GMT | TRANSFORMADOR | 341 | TRANSFORMADOR MARCA:Fuji Tusco 341 |  |  | Nampula | Namicopo, Próximo do PTS 35 |  | 15º06,429´ | 039º16,634 | 200 | 33 | 400V | 3 | 2017 | Fuji Tusco | 601217 | 991 | 45 | 991 | 0 | 0 |  | 45 | 49.55 | 49550 | 941.45 | 2.222% | 20.9211 | 20.9211 | 970.0789
10141103 | GMT | TRANSFORMADOR | 342 | TRANSFORMADOR MARCA:Fuji Tusco 342 |  |  | Nampula | Namicopo - Cruzamento de taxi mota |  | 15º06.265 | 039º16.669´ | 200 | 33 | 400V | 3 | 2017 | Fuji Tusco | 601166 | 991 | 45 | 991 | 0 | 0 |  | 45 | 49.55 | 49550 | 941.45 | 2.222% | 20.9211 | 20.9211 | 970.0789
10141103 | GMT | TRANSFORMADOR | 343 | TRANSFORMADOR MARCA:Fuji Tusco 343 |  |  | Nampula | Namicopo - Depois do Mercado Muathunaca |  | 15º06,258´ | 039º16,777´ | 200 | 33 | 400V | 3 | 2017 | Fuji Tusco | 601165 | 991 | 45 | 991 | 0 | 0 |  | 45 | 49.55 | 49550 | 941.45 | 2.222% | 20.9211 | 20.9211 | 970.0789
10141103 | GMT | TRANSFORMADOR | 344 | TRANSFORMADOR MARCA:Fuji Tusco 344 |  |  | Nampula | Próximo do campo Cuba |  | 15º06,124´ | 039º16,715´ | 200 | 33 | 400V | 3 | 2017 | Fuji Tusco | 581368 | 991 | 45 | 991 | 0 | 0 |  | 45 | 49.55 | 49550 | 941.45 | 2.222% | 20.9211 | 20.9211 | 970.0789
10141103 | GMT | TRANSFORMADOR | 345 | TRANSFORMADOR MARCA:Fuji Tusco 345 |  |  | Nampula | Palmeiras |  | 15º06,144´ | 039º16,798´ | 100 | 33 | 400V | 3 | 2017 | Fuji Tusco | 591146 | 763 | 45 | 763 | 0 | 0 |  | 45 | 38.15 | 38150 | 724.85 | 2.222% | 16.1078 | 16.1078 | 746.8922
10141103 | GMT | TRANSFORMADOR | 346 | TRANSFORMADOR MARCA:Fuji Tusco 346 |  |  | Nampula | Namiepe |  | 15º05,932´ | 039º16,647´ | 200 | 33 | 400V | 3 | 2017 | Fuji Tusco | 601164 | 991 | 45 | 991 | 0 | 0 |  | 45 | 49.55 | 49550 | 941.45 | 2.222% | 20.9211 | 20.9211 | 970.0789
10141103 | GMT | TRANSFORMADOR | 347 | TRANSFORMADOR MARCA:Power Tech 347 |  |  | Nampula | Namiepe - Proximo ao mercado Namialo |  | 15º05,865´ | 039º16,665 | 200 | 33 | 400V | 3 | 2017 | Power Tech | 1170110 | 991 | 45 | 991 | 0 | 0 |  | 45 | 49.55 | 49550 | 941.45 | 2.222% | 20.9211 | 20.9211 | 970.0789
10141103 | GMT | TRANSFORMADOR | 348 | TRANSFORMADOR MARCA:Fuji Tusco 348 |  |  | Nampula | Antes da ponte Namiepe - Mercado Namialo |  | 15º05,681´ | 039º16,817´ | 200 | 33 | 400V | 3 | 2017 | Fuji Tusco | 601213 | 991 | 45 | 991 | 0 | 0 |  | 45 | 49.55 | 49550 | 941.45 | 2.222% | 20.9211 | 20.9211 | 970.0789
10141103 | GMT | TRANSFORMADOR | 349 | TRANSFORMADOR MARCA:Power Tech 349 |  |  | Nampula | Namiepe - Mercado Namialo |  | 15º05,769´ | 039º17,376´ | 200 | 33 | 400V | 3 | 2017 | Power Tech | 20865601/01 | 991 | 45 | 991 | 0 | 0 |  | 45 | 49.55 | 49550 | 941.45 | 2.222% | 20.9211 | 20.9211 | 970.0789
10141103 | GMT | TRANSFORMADOR | 350 | TRANSFORMADOR MARCA:ABB 350 |  |  | Nampula | Namicopo Palmeiras, Próximo do campo |  | 15º05,481 | 039º16,957´ | 200 | 33 | 400V | 3 | 2017 | ABB | T-25329 | 991 | 45 | 991 | 0 | 0 |  | 45 | 49.55 | 49550 | 941.45 | 2.222% | 20.9211 | 20.9211 | 970.0789
10141103 | GMT | TRANSFORMADOR | 351 | TRANSFORMADOR MARCA:NEI Transformers 351 |  |  | Nampula | Namicopo, Próximo da Mesquita |  | 15º05,407´ | 039º17,112´ | 200 | 33 | 400V | 3 | 2017 | NEI Transformers | 10304401/03 | 991 | 45 | 991 | 0 | 0 |  | 45 | 49.55 | 49550 | 941.45 | 2.222% | 20.9211 | 20.9211 | 970.0789
10141103 | GMT | TRANSFORMADOR | 360 | TRANSFORMADOR MARCA:Fuji Tusco 360 |  |  | Nampula | Namiepe |  | 15º05,541´ | 039º17,159´ | 200 | 33 | 400V | 3 | 2017 | Fuji Tusco | 661540 | 991 | 45 | 991 | 0 | 0 |  | 45 | 49.55 | 49550 | 941.45 | 2.222% | 20.9211 | 20.9211 | 970.0789
10141103 | GMT | TRANSFORMADOR | 361 | TRANSFORMADOR MARCA:ASTOR 361 |  |  | Nampula | Proximo a ponte Namiepe |  | 15º05,481 | 039º16,957´ | 200 | 33 | 400V | 3 | 2017 | ASTOR | 17-12979 | 991 | 45 | 991 | 0 | 0 |  | 45 | 49.55 | 49550 | 941.45 | 2.222% | 20.9211 | 20.9211 | 970.0789
10141103 | GMT | TRANSFORMADOR | 362 | TRANSFORMADOR MARCA:Power Tech 362 |  |  | Nampula | Namicopo Proximo da 5 Esquadra |  | 15º05,407´ | 039º17,112´ | 200 | 33 | 400V | 3 | 2017 | Power Tech | 20885601/03 | 991 | 45 | 991 | 0 | 0 |  | 45 | 49.55 | 49550 | 941.45 | 2.222% | 20.9211 | 20.9211 | 970.0789
10141103 | GMT | TRANSFORMADOR | 363 | TRANSFORMADOR MARCA:Power Tech 363 |  |  | Nampula | Namiepe, proximo a 5ª esquadra |  | 15º05,044´ | 039º17,097´ | 200 | 33 | 400V | 3 | 2017 | Power Tech | 10828101/01 | 991 | 45 | 991 | 0 | 0 |  | 45 | 49.55 | 49550 | 941.45 | 2.222% | 20.9211 | 20.9211 | 970.0789
10141103 | GMT | TRANSFORMADOR | 366 | TRANSFORMADOR MARCA:Power Tech 366 |  |  | Nampula | Namiepe Proximo da Escola |  | 15º04,827´ | 039º17,070´ | 200 | 33 | 400V | 3 | 2017 | Power Tech | 20985601/05 | 991 | 45 | 991 | 0 | 0 |  | 45 | 49.55 | 49550 | 941.45 | 2.222% | 20.9211 | 20.9211 | 970.0789
10141103 | GMT | TRANSFORMADOR | 367 | TRANSFORMADOR MARCA:Reliance Transformer 367 |  |  | Nampula | Namiepe Próximo da Escola Marcelino dos Santos |  | 15º04,868´ | 039º16,868´ | 200 | 33 | 400V | 3 | 2017 | Reliance Transformer | WNP NE/1922/13-14 | 991 | 45 | 991 | 0 | 0 |  | 45 | 49.55 | 49550 | 941.45 | 2.222% | 20.9211 | 20.9211 | 970.0789
10141103 | GMT | TRANSFORMADOR | 368 | TRANSFORMADOR MARCA:Power Tech 368 |  |  | NAMPULA | Namiepe Proximo das pedras |  | 15º04,530´ | 039º17,671´ | 200 | 33 | 400V | 3 | 2017 | Power Tech | 10830302/02 | 991 | 45 | 991 | 0 | 0 |  | 45 | 49.55 | 49550 | 941.45 | 2.222% | 20.9211 | 20.9211 | 970.0789
10141103 | GMT | TRANSFORMADOR | 369 | TRANSFORMADOR MARCA:Power Tech 369 |  |  | Nampula | Proximo da Escola Saua Saua |  | 15º05,097´ | 039º17,320´ | 100 | 33 | 400V | 3 | 2017 | Power Tech | 10866301/05 | 763 | 45 | 763 | 0 | 0 |  | 45 | 38.15 | 38150 | 724.85 | 2.222% | 16.1078 | 16.1078 | 746.8922
10141103 | GMT | TRANSFORMADOR | 370 | TRANSFORMADOR MARCA:Power Tech 370 |  |  | NAMPULA | Escola Marcelino dos Santos |  | 15º05,186´ | 039º17,569´ | 200 | 33 | 400V | 3 | 2017 | Power Tech | 2095390,1/02 | 991 | 45 | 991 | 0 | 0 |  | 45 | 49.55 | 49550 | 941.45 | 2.222% | 20.9211 | 20.9211 | 970.0789
10141103 | GMT | TRANSFORMADOR | 371 | TRANSFORMADOR MARCA:JSM 371 |  |  | Nampula | Proximo da Escola Marcelino |  | 15º05,319´ | 039º17,342´ | 100 | 33 | 400V | 3 | 2017 | JSM | J1406369 | 763 | 45 | 763 | 0 | 0 |  | 45 | 38.15 | 38150 | 724.85 | 2.222% | 16.1078 | 16.1078 | 746.8922
10141103 | GMT | TRANSFORMADOR | 372 | TRANSFORMADOR MARCA:Power Tech 372 |  |  | NAMPULA | Namiepe Proximo da 5ª Esquadra |  | 15º05,551´ | 039º17,393´ | 200 | 33 | 400V | 3 | 2017 | Power Tech | 1085448/01 | 991 | 45 | 991 | 0 | 0 |  | 45 | 49.55 | 49550 | 941.45 | 2.222% | 20.9211 | 20.9211 | 970.0789
10141103 | GMT | TRANSFORMADOR | 373 | TRANSFORMADOR MARCA:TM 373 |  |  | NAMPULA | Namiepe Proximo ao Mercado |  | 15º05,663´ | 039º17,501´ | 200 | 33 | 400V | 3 | 2017 | TM | 895440 | 991 | 45 | 991 | 0 | 0 |  | 45 | 49.55 | 49550 | 941.45 | 2.222% | 20.9211 | 20.9211 | 970.0789
10141103 | GMT | TRANSFORMADOR | 375 | TRANSFORMADOR MARCA:Power Tech 375 |  |  | NAMPULA | Proximo da Entrada do areal - Namiepe |  | 15º05,663´ | 039º17,501´ | 100 | 33 | 400V | 3 | 2017 | Power Tech | 10854201/5 | 763 | 45 | 763 | 0 | 0 |  | 45 | 38.15 | 38150 | 724.85 | 2.222% | 16.1078 | 16.1078 | 746.8922
10141103 | GMT | TRANSFORMADOR | 376 | TRANSFORMADOR MARCA:Power Tech 376 |  |  | Nampula | Namiepe |  | 15º05,536´ | 039º17,629´ | 200 | 33 | 400V | 3 | 2017 | Power Tech | 1083201/08 | 991 | 45 | 991 | 0 | 0 |  | 45 | 49.55 | 49550 | 941.45 | 2.222% | 20.9211 | 20.9211 | 970.0789
10141103 | GMT | TRANSFORMADOR | 377 | TRANSFORMADOR MARCA:Power Tech 377 |  |  | Nampula | Namiepe |  | 15º05,390´ | 039º17,474´ | 200 | 33 | 400V | 3 | 2017 | Power Tech | 10828202/11 | 991 | 45 | 991 | 0 | 0 |  | 45 | 49.55 | 49550 | 941.45 | 2.222% | 20.9211 | 20.9211 | 970.0789
10141103 | GMT | TRANSFORMADOR | T31 | TRANSFORMADOR MARCA:KONCAT DST MONAPO T31 |  | MONAPO | MONAPO |  |  | 14°54'11.55" | 40°19'35.358" | 5000 | 33KV | 11KV | 3 | 2017 | KONCAT DST | CT15000-4029000 | 20419 | 45 | 20419 | 0 | 0 |  | 45 | 1020.95 | 1020950 | 19398.05 | 2.222% | 431.0678 | 431.0678 | 19987.9322
10141103 | GMT | TRANSFORMADOR | PTS 6 | TRANSFORMADOR MARCA:Moçambique ANGOCHE PTS 6 |  | ANGOCHE | LARDE | NAHOLOCO |  | S 16⁰31.671 | E 039⁰40.710 | 160 | 22KV | 400V | 3 | 2017 | Moçambique | 920780 | 572 | 45 | 572 | 0 | 0 |  | 45 | 28.6 | 28600 | 543.4 | 2.222% | 12.0756 | 12.0756 | 559.9244
10141103 | GMT | TRANSFORMADOR | PTS 7 | TRANSFORMADOR MARCA:Astor CUAMBA PTS 7 |  | CUAMBA | CUAMBA | INEFP - MPACUARA (ATRS IFPBOM) |  | 14º 46' 54.439" S | -36º -30' -59.365" W | 200 | 33KV | 400V | 3 | 2017 | Astor | 1701466 | 991 | 45 | 991 | 0 | 0 |  | 45 | 49.55 | 49550 | 941.45 | 2.222% | 20.9211 | 20.9211 | 970.0789
10141103 | GMT | TRANSFORMADOR | PTS 12 | TRANSFORMADOR MARCA:Astor CUAMBA PTS 12 |  | CUAMBA | CUAMBA | ECMEP |  | 14º 48' 42.266" S | -36º -31' -34.04" W | 315 | 33KV | 400V | 3 | 2017 | Astor | 07-02179 | 1039 | 45 | 1039 | 0 | 0 |  | 45 | 51.95 | 51950 | 987.05 | 2.222% | 21.9344 | 21.9344 | 1017.0656
10141103 | GMT | TRANSFORMADOR | PTS 3009 | TRANSFORMADOR MARCA:POWERTECH CUAMBA PTS 3009 |  | CUAMBA | MALEMA | B.Mpeneca Expansao |  | 14º 57' 36.576" S | -37º -24' -13.028" W | 160 | 33KV | 400V | 3 | 2017 | POWERTECH | 11325FE | 991 | 45 | 991 | 0 | 0 |  | 45 | 49.55 | 49550 | 941.45 | 2.222% | 20.9211 | 20.9211 | 970.0789
10141103 | GMT | TRANSFORMADOR | PTS 3010 | TRANSFORMADOR MARCA:POWERTECH CUAMBA PTS 3010 |  | CUAMBA | MALEMA | B.Pedreira INEFP |  | 14º 56' 58.105" S | -37º -26' -23.232" W | 200 | 33KV | 400V | 3 | 2017 | POWERTECH | 10830301 | 991 | 45 | 991 | 0 | 0 |  | 45 | 49.55 | 49550 | 941.45 | 2.222% | 20.9211 | 20.9211 | 970.0789
10141103 | GMT | TRANSFORMADOR |  | TRANSFORMADOR MARCA:EFACEC PTS FAI |  | PTS FAI | QUALIMANE |  |  | S17 52 10.41 | E036 52 25.97 | 315 | 11 | 0,4 | 3 | 2017 | EFACEC | F002460.02 | 840 | 45 | 840 | 0 | 0 |  | 45 | 42 | 42000 | 798 | 2.222% | 17.7333 | 17.7333 | 822.2667
10141103 | GMT | TRANSFORMADOR |  | TRANSFORMADOR MARCA:ASTOR PTS 1024 |  | PTS 1024 | MOCUBA |  |  | S16 48 59.46 | E036 59 56.02 | 315 | 11 | 0,4 | 3 | 2017 | ASTOR | 1702145 | 840 | 45 | 840 | 0 | 0 |  | 45 | 42 | 42000 | 798 | 2.222% | 17.7333 | 17.7333 | 822.2667
10141103 | GMT | TRANSFORMADOR |  | TRANSFORMADOR MARCA:ASTOR PTS BAR DELLAS |  | PTS BAR DELLAS | MOCUBA |  |  | S16 50 56.45 | E036 58 27.50 | 315 | 11 | 0,4 | 3 | 2017 | ASTOR | 1701567 | 840 | 45 | 840 | 0 | 0 |  | 45 | 42 | 42000 | 798 | 2.222% | 17.7333 | 17.7333 | 822.2667
10141103 | GMT | TRANSFORMADOR |  | TRANSFORMADOR MARCA:ASTOR PTS NAGOGOLONE |  | PTS NAGOGOLONE | MOCUBA |  |  | S16 53 18.70 | E036 56 40.25 | 315 | 11 | 0,4 | 3 | 2017 | ASTOR | 1713036 | 840 | 45 | 840 | 0 | 0 |  | 45 | 42 | 42000 | 798 | 2.222% | 17.7333 | 17.7333 | 822.2667
10141103 | GMT | TRANSFORMADOR | PTS 3014 | TRANSFORMADOR MARCA:ASTOR ALTO MOLOCUE PTS 3014 |  | ALTO MOLOCUE | ALTO MOLOCUE | SUBSTACACO |  | 15°37'12.096" | 37°40'54.1" | 100 | 33KV | 400V | 3 | 2017 | ASTOR |  | 763 | 45 | 763 | 0 | 0 |  | 45 | 38.15 | 38150 | 724.85 | 2.222% | 16.1078 | 16.1078 | 746.8922
10141103 | GMT | TRANSFORMADOR | PTS 3009 | TRANSFORMADOR MARCA:ASTOR ALTO MOLOCUE PTS 3009 |  | ALTO MOLOCUE | ALTO MOLOCUE | FUTORO MELHOR |  | 15°38'12.068" | 37°40'23.634" | 100 | 33KV | 400V | 3 | 2017 | ASTOR |  | 763 | 45 | 763 | 0 | 0 |  | 45 | 38.15 | 38150 | 724.85 | 2.222% | 16.1078 | 16.1078 | 746.8922
10141103 | GMT | TRANSFORMADOR | PTS NEW | TRANSFORMADOR MARCA:ASTOR ALTO MOLOCUE PTS NEW |  | ALTO MOLOCUE | ALTO MOLOCUE | MULUXASSE |  | 15°8'48.404" | 37°40'19.94" | 200 | 33KV | 400V | 3 | 2017 | ASTOR |  | 991 | 45 | 991 | 0 | 0 |  | 45 | 49.55 | 49550 | 941.45 | 2.222% | 20.9211 | 20.9211 | 970.0789
10141103 | GMT | TRANSFORMADOR | PTS 3001 | TRANSFORMADOR MARCA:ASTOR ALTO MOLOCUE PTS 3001 |  | ALTO MOLOCUE | ALTO MOLOCUE | BARRIO 25 DE JUNHO |  | 15°38'47.285" | 37°40'56.901" | 250 | 33KV | 400V | 3 | 2017 | ASTOR |  | 991 | 45 | 991 | 0 | 0 |  | 45 | 49.55 | 49550 | 941.45 | 2.222% | 20.9211 | 20.9211 | 970.0789
10141103 | GMT | TRANSFORMADOR | PTS NEW | TRANSFORMADOR MARCA:ASTOR ALTO MOLOCUE PTS NEW |  | ALTO MOLOCUE | ALTO MOLOCUE | MOLOCUE |  | 15°39'6.56" | 37°40'48.803" | 50 | 33KV | 400V | 3 | 2017 | ASTOR |  | 643 | 45 | 643 | 0 | 0 |  | 45 | 32.15 | 32150 | 610.85 | 2.222% | 13.5744 | 13.5744 | 629.4256
10141103 | GMT | TRANSFORMADOR | PTS 301 | TRANSFORMADOR MARCA:ASTOR CHIMURA PTS 301 |  | CHIMURA | MARRUMBALA | CEMENTO |  | 17°19'41.028" | 35°34'58.84" | 250 | 33KV | 400V | 3 | 2017 | ASTOR |  | 991 | 45 | 991 | 0 | 0 |  | 45 | 49.55 | 49550 | 941.45 | 2.222% | 20.9211 | 20.9211 | 970.0789
10141103 | GMT | TRANSFORMADOR | PTS4002 | TRANSFORMADOR MARCA:ASTOR GURUE PTS4002 |  | GURUE | GURUE | EMOCHA |  | 15°28'5.39 | 36°58'41.879" | 315 | 33KV | 400V | 3 | 2017 | ASTOR |  | 1039 | 45 | 1039 | 0 | 0 |  | 45 | 51.95 | 51950 | 987.05 | 2.222% | 21.9344 | 21.9344 | 1017.0656
10141103 | GMT | TRANSFORMADOR | PTS 4043 | TRANSFORMADOR MARCA:POWERTECH GURUE PTS 4043 |  | GURUE | GURUE | SERRA |  | 15°27'31.274" | 36°58'45.561" | 200 | 33KV | 400V | 3 | 2017 | POWERTECH |  | 991 | 45 | 991 | 0 | 0 |  | 45 | 49.55 | 49550 | 941.45 | 2.222% | 20.9211 | 20.9211 | 970.0789
10141103 | GMT | TRANSFORMADOR | PTS 2002 | TRANSFORMADOR MARCA: CUAMBA PTS 2002 |  | CUAMBA | METARICA | Metarica Sede- Bairro |  | 14º 20' 6.337" S | -36º -47' -34.875" W | 250 | 33KV | 400V | 3 | 2017 |  |  | 991 | 45 | 991 | 0 | 0 |  | 45 | 49.55 | 49550 | 941.45 | 2.222% | 20.9211 | 20.9211 | 970.0789
10141103 | PMT | TRANSFORMADOR |  | TRANSFORMADOR MARCA:ASTOR SE-TETE | TETE | SE-TETE | MOATIZE | CFM 1 |  | 578049.016 | 8217832.436 | 200 | 33 | 0.4 | 3 | 2017 | ASTOR | 17-02147 | 991 | 45 | 991 | 0 | 0 |  | 45 | 49.55 | 49550 | 941.45 | 2.222% | 20.9211 | 20.9211 | 970.0789
10141103 | PMT | TRANSFORMADOR |  | TRANSFORMADOR MARCA:ASTOR SE-TETE | TETE | SE-TETE | MOATIZE | CFM 2 |  | 577879.072 | 8217493.308 | 200 | 33 | 0.4 | 3 | 2017 | ASTOR | 17-02152 | 991 | 45 | 991 | 0 | 0 |  | 45 | 49.55 | 49550 | 941.45 | 2.222% | 20.9211 | 20.9211 | 970.0789
10141103 | PMT | TRANSFORMADOR |  | TRANSFORMADOR MARCA:IMEFY SE-MOATIZE | TETE | SE-MOATIZE | MOATIZE | ESCRIT-VALE |  | 580058.185 | 8217316.581 | 200 | 6.6 | 0.4 | 3 | 2017 | IMEFY | 134459 | 572 | 45 | 572 | 0 | 0 |  | 45 | 28.6 | 28600 | 543.4 | 2.222% | 12.0756 | 12.0756 | 559.9244
10141103 | PMT | TRANSFORMADOR |  | TRANSFORMADOR MARCA:ASTOR SE-TETE | TETE | SE-TETE | MOATIZE | BOCA DE LEAO |  | 578768.144 | 8217316.581 | 200 | 33 | 0.4 | 3 | 2017 | ASTOR | 17-01455 | 991 | 45 | 991 | 0 | 0 |  | 45 | 49.55 | 49550 | 941.45 | 2.222% | 20.9211 | 20.9211 | 970.0789
10141103 | PMT | TRANSFORMADOR |  | TRANSFORMADOR MARCA:ASTOR SE-TETE | TETE | SE-TETE | MOATIZE | MERCADINHO |  | 579510.124 | 8217928.441 | 200 | 33 | 0.4 | 3 | 2017 | ASTOR | 17-01479 | 991 | 45 | 991 | 0 | 0 |  | 45 | 49.55 | 49550 | 941.45 | 2.222% | 20.9211 | 20.9211 | 970.0789
10141103 | PMT | TRANSFORMADOR |  | TRANSFORMADOR MARCA:OIZMAZABAL SE-MOATIZE | TETE | SE-MOATIZE | MOATIZE | LAR ESTUDANTES |  | 575914.090 | 8217914.330 | 200 | 6.6 | 0.4 | 3 | 2017 | OIZMAZABAL | 268497 | 572 | 45 | 572 | 0 | 0 |  | 45 | 28.6 | 28600 | 543.4 | 2.222% | 12.0756 | 12.0756 | 559.9244
10141103 | PMT | TRANSFORMADOR |  | TRANSFORMADOR MARCA:IMEFY SE-TETE | TETE | SE-TETE | MOATIZE | REASSENTAMENT.2-FIR |  | 575610.996 | 8219028.363 | 200 | 33 | 0.4 | 3 | 2017 | IMEFY | 134456 | 991 | 45 | 991 | 0 | 0 |  | 45 | 49.55 | 49550 | 941.45 | 2.222% | 20.9211 | 20.9211 | 970.0789
10141103 | PMT | TRANSFORMADOR |  | TRANSFORMADOR MARCA:IMEFY SE-TETE | TETE | SE-TETE | MOATIZE | REASSENTAMENT.2-FIR |  | 575610.996 | 8219028.363 | 200 | 33 | 0.4 | 3 | 2017 | IMEFY | 134457 | 991 | 45 | 991 | 0 | 0 |  | 45 | 49.55 | 49550 | 941.45 | 2.222% | 20.9211 | 20.9211 | 970.0789
10141103 | PMT | TRANSFORMADOR |  | TRANSFORMADOR MARCA:ASTOR SE-TETE | TETE | SE-TETE | MOATIZE | ESCONDIDINHO |  | 576338.861 | 8217362.955 | 200 | 33 | 0.4 | 3 | 2017 | ASTOR | 17-014256 | 991 | 45 | 991 | 0 | 0 |  | 45 | 49.55 | 49550 | 941.45 | 2.222% | 20.9211 | 20.9211 | 970.0789
10141103 | PMT | TRANSFORMADOR |  | TRANSFORMADOR MARCA:ASTOR SE-MOATIZE | TETE | SE-MOATIZE | MOATIZE | EGALP |  | 574845.477 | 8218137.240 | 100 | 6.6 | 0.4 | 3 | 2017 | ASTOR | 17-013052 | 445 | 45 | 445 | 0 | 0 |  | 45 | 22.25 | 22250 | 422.75 | 2.222% | 9.3944 | 9.3944 | 435.6056
10141103 | PMT | TRANSFORMADOR |  | TRANSFORMADOR MARCA:ASTOR SE-TETE | TETE | SE-TETE | MOATIZE | LUCAS |  | 578283.625 | 8218764.281 | 250 | 33 | 0.4 | 3 | 2017 | ASTOR | 17-02121 | 991 | 45 | 991 | 0 | 0 |  | 45 | 49.55 | 49550 | 941.45 | 2.222% | 20.9211 | 20.9211 | 970.0789
10141103 | PMT | TRANSFORMADOR |  | TRANSFORMADOR MARCA:OIZMAZABAL SE-TETE | TETE | SE-TETE | MOATIZE | TRI-M |  | 575356.889 | 8217802.964 | 200 | 33 | 0.4 | 3 | 2017 | OIZMAZABAL | 268499 | 991 | 45 | 991 | 0 | 0 |  | 45 | 49.55 | 49550 | 941.45 | 2.222% | 20.9211 | 20.9211 | 970.0789
10141103 | PMT | TRANSFORMADOR |  | TRANSFORMADOR MARCA:ASTOR SE-TETE | TETE | SE-TETE | MOATIZE | CATEME-5 |  | 605420.611 | 8221306.553 | 250 | 33 | 0.4 | 3 | 2017 | ASTOR | 17-013065 | 991 | 45 | 991 | 0 | 0 |  | 45 | 49.55 | 49550 | 941.45 | 2.222% | 20.9211 | 20.9211 | 970.0789
10141103 | PMT | TRANSFORMADOR |  | TRANSFORMADOR MARCA:ASTOR SE-TETE | TETE | SE-TETE | MOATIZE | CATEME-6 |  | 604465.684 | 8219931.288 | 200 | 33 | 0.4 | 3 | 2017 | ASTOR | 17-013055 | 991 | 45 | 991 | 0 | 0 |  | 45 | 49.55 | 49550 | 941.45 | 2.222% | 20.9211 | 20.9211 | 970.0789
10141103 | PMT | TRANSFORMADOR |  | TRANSFORMADOR MARCA:ASTOR SE-MANJE | TETE | SE-MANJE | ULONGUE | ANTIGA PARAGEM |  | 646338.186 | 8372384.488 | 250 | 33 | 0.4 | 3 | 2017 | ASTOR | 17-13013 | 991 | 45 | 991 | 0 | 0 |  | 45 | 49.55 | 49550 | 941.45 | 2.222% | 20.9211 | 20.9211 | 970.0789
10141103 | PMT | TRANSFORMADOR |  | TRANSFORMADOR MARCA:ASTOR SE-MANJE | TETE | SE-MANJE | ULONGUE | CALOMUE 1 |  | 642531.855 | 8405964.744 | 160 | 33 | 0.4 | 3 | 2017 | ASTOR | 17-01583 | 991 | 45 | 991 | 0 | 0 |  | 45 | 49.55 | 49550 | 941.45 | 2.222% | 20.9211 | 20.9211 | 970.0789
10141103 | PMT | TRANSFORMADOR |  | TRANSFORMADOR MARCA:ASTOR SE-MANJE | TETE | SE-MANJE | ULONGUE | WILSON |  | 646401.114 | 8373946.025 | 250 | 33 | 0.4 | 3 | 2017 | ASTOR | 17-12993 | 991 | 45 | 991 | 0 | 0 |  | 45 | 49.55 | 49550 | 941.45 | 2.222% | 20.9211 | 20.9211 | 970.0789
10141103 | PMT | TRANSFORMADOR |  | TRANSFORMADOR MARCA:ASTOR SE-MATAMBO | TETE | SE-MATAMBO | CHANGARA | MAZOE-SUL |  | 541189.684 | 8171349.231 | 100 | 33 | 0.4 | 3 | 2017 | ASTOR | 17-12692 | 763 | 45 | 763 | 0 | 0 |  | 45 | 38.15 | 38150 | 724.85 | 2.222% | 16.1078 | 16.1078 | 746.8922
10141103 | PMT | TRANSFORMADOR |  | TRANSFORMADOR MARCA:ASTOR SE-MATAMBO | TETE | SE-MATAMBO | CHANGARA | MAZOE-TEIMOSO |  | 16°31'28.137” | 33°23'31.34” | 50 | 33 | 0.4 | 3 | 2017 | ASTOR | 17-12822 | 643 | 45 | 643 | 0 | 0 |  | 45 | 32.15 | 32150 | 610.85 | 2.222% | 13.5744 | 13.5744 | 629.4256
10141103 | PMT | TRANSFORMADOR |  | TRANSFORMADOR MARCA:ASTOR SE-MANJE | TETE | SE-MANJE | MACANGA | FURA.ESCR.EDM |  | 565603.081 | 8352456.798 | 200 | 33 | 0.4 | 3 | 2017 | ASTOR | 17-01487 | 991 | 45 | 991 | 0 | 0 |  | 45 | 49.55 | 49550 | 941.45 | 2.222% | 20.9211 | 20.9211 | 970.0789
10141103 | PMT | TRANSFORMADOR |  | TRANSFORMADOR MARCA:ASTOR SE-MANJE | TETE | SE-MANJE | MACANGA | FURA.HOSPITAL |  | 565759.353 | 8352294.105 | 160 | 33 | 0.4 | 3 | 2017 | ASTOR | 17-01414 | 991 | 45 | 991 | 0 | 0 |  | 45 | 49.55 | 49550 | 941.45 | 2.222% | 20.9211 | 20.9211 | 970.0789
10141103 | PMT | TRANSFORMADOR |  | TRANSFORMADOR MARCA:ASTOR SE-MANJE | TETE | SE-MANJE | MACANGA | CACHERE 2 |  | 565759.275 | 8358707.358 | 25 | 33 | 0.4 | 3 | 2017 | ASTOR | 17-02427 | 643 | 45 | 643 | 0 | 0 |  | 45 | 32.15 | 32150 | 610.85 | 2.222% | 13.5744 | 13.5744 | 629.4256
10141103 | PMT | TRANSFORMADOR |  | TRANSFORMADOR MARCA:ASTOR SE-MANJE | TETE | SE-MANJE | MACANGA | MANGODZA |  | 569835.362 | 8369421.907 | 50 | 33 | 0.4 | 3 | 2017 | ASTOR | 17-12425 | 643 | 45 | 643 | 0 | 0 |  | 45 | 32.15 | 32150 | 610.85 | 2.222% | 13.5744 | 13.5744 | 629.4256
10141103 | PMT | TRANSFORMADOR | PTS 5 | TRANSFORMADOR MARCA:ABB ANGOCHE PTS 5 |  | ANGOCHE | TOPUITO |  |  | 16°31.671 | 39°40.710 | 160KVA | 22KV | 400V | 3 | 2017 | ABB |  | 572 | 45 | 572 | 0 | 0 |  | 45 | 28.6 | 28600 | 543.4 | 2.222% | 12.0756 | 12.0756 | 559.9244
10141103 | PMT | TRANSFORMADOR | PTS 25 | TRANSFORMADOR MARCA: CUAMBA PTS 25 |  | CUAMBA | CUAMBA | MUCUAPA REACENTAMENTO |  | 12º 5' 21.011" S | -36º -37' -39.555" W | 25 | 33KV | 400V | 3 | 2017 |  |  | 643 | 45 | 643 | 0 | 0 |  | 45 | 32.15 | 32150 | 610.85 | 2.222% | 13.5744 | 13.5744 | 629.4256
10141103 | PMT | TRANSFORMADOR | PTS 47 | TRANSFORMADOR MARCA: CUAMBA PTS 47 |  | CUAMBA | CUAMBA | JOAO REACENTAMENTO |  | 14º 49' 23.646" S | -36º -30' -10.862" W | 25 | 33KV | 400V | 3 | 2017 |  |  | 643 | 45 | 643 | 0 | 0 |  | 45 | 32.15 | 32150 | 610.85 | 2.222% | 13.5744 | 13.5744 | 629.4256
10141103 | PMT | TRANSFORMADOR | PTS 54 | TRANSFORMADOR MARCA: CUAMBA PTS 54 |  | CUAMBA | CUAMBA | NASSOMBE REACENTAMENTO |  | 14º 47' 27.329" S | -36º -29' -24.228" W | 50 | 33KV | 400V | 3 | 2017 |  |  | 643 | 45 | 643 | 0 | 0 |  | 45 | 32.15 | 32150 | 610.85 | 2.222% | 13.5744 | 13.5744 | 629.4256
10141103 | PMT | TRANSFORMADOR | PTS 69 | TRANSFORMADOR MARCA: CUAMBA PTS 69 |  | CUAMBA | CUAMBA | CHANGAMIRE (EM DIRECCAO HIDRIC) |  | 14º 41' 51.666" S | -36º -40' -14.992" W | 50 | 33KV | 400V | 3 | 2017 |  |  | 643 | 45 | 643 | 0 | 0 |  | 45 | 32.15 | 32150 | 610.85 | 2.222% | 13.5744 | 13.5744 | 629.4256
10141103 | PMT | TRANSFORMADOR | PTS 1007 | TRANSFORMADOR MARCA: CUAMBA PTS 1007 |  | CUAMBA | MUTUALI | B. DE REACENTAMENTO-PORTICO |  | 14º 49' 59.493" S | -37º 0' -46.483" W | 50 | 33KV | 400V | 3 | 2017 |  |  | 643 | 45 | 643 | 0 | 0 |  | 45 | 32.15 | 32150 | 610.85 | 2.222% | 13.5744 | 13.5744 | 629.4256
10141103 | PMT | TRANSFORMADOR | PTS 3008 | TRANSFORMADOR MARCA: CUAMBA PTS 3008 |  | CUAMBA | MALEMA | B.Pedreira Reacentamento |  | 14º 57' 1.255" S | -37º -26' -8.049" W | 25 | 33KV | 400V | 3 | 2017 |  |  | 643 | 45 | 643 | 0 | 0 |  | 45 | 32.15 | 32150 | 610.85 | 2.222% | 13.5744 | 13.5744 | 629.4256
10141103 | PMT | TRANSFORMADOR | #VALUE! | #VALUE! |  | MONAPO | Ilha de Moc. | Bairro Quissona |  | 14°22.775 | 40°34.375 | 100 | 33KV | 400V | 3 | 2017 |  |  | 763 | 45 | 763 | 0 | 0 |  | 45 | 38.15 | 38150 | 724.85 | 2.222% | 16.1078 | 16.1078 | 746.8922
10141103 | PMT | TRANSFORMADOR | #VALUE! | #VALUE! |  | MONAPO | Ilha de Moc. | Birro Quissona |  | 15°03.510 | 40°42.750 | 100 | 33KV | 400V | 3 | 2017 |  |  | 763 | 45 | 763 | 0 | 0 |  | 45 | 38.15 | 38150 | 724.85 | 2.222% | 16.1078 | 16.1078 | 746.8922
10141103 | PMT | TRANSFORMADOR | #VALUE! | #VALUE! |  | MONAPO | Monapo | Bairro Napacala |  | 14°55.122 | 40°18.316 | 50 | 33KV | 400V | 3 | 2017 |  |  | 643 | 45 | 643 | 0 | 0 |  | 45 | 32.15 | 32150 | 610.85 | 2.222% | 13.5744 | 13.5744 | 629.4256
10141103 | PMT | TRANSFORMADOR | #VALUE! | #VALUE! |  | MONAPO | Monapo | Bairro Napacala |  | 14°54.210 | 40°19.719 | 50 | 33KV | 400V | 3 | 2017 |  |  | 643 | 45 | 643 | 0 | 0 |  | 45 | 32.15 | 32150 | 610.85 | 2.222% | 13.5744 | 13.5744 | 629.4256
10141103 | PMT | TRANSFORMADOR | #VALUE! | #VALUE! |  | MONAPO | Meconta | Bairro de Ratane |  | 14°59.512 | 39°51.650 | 50 | 33KV | 400V | 3 | 2017 |  |  | 643 | 45 | 643 | 0 | 0 |  | 45 | 32.15 | 32150 | 610.85 | 2.222% | 13.5744 | 13.5744 | 629.4256
10141103 | PMT | TRANSFORMADOR | PT239 | TRANSFORMADOR MARCA:ASTOR PT239 PT239 | Bairro de Goto | PT239 | BEIRA | SOFALA |  | S 19°50'34.03" | E 034°51'04.01" | 315 | 22 | 0.4 | 3 | 2017 | ASTOR | 17-13117 | 953 | 45 | 953 | 0 | 0 |  | 45 | 47.65 | 47650 | 905.35 | 2.222% | 20.1189 | 20.1189 | 932.8811
10141103 | PMT | TRANSFORMADOR | PT275 | TRANSFORMADOR MARCA:ASTOR PT275 PT275 | Bairro Macúti Estrada Carlos Pereira | PT275 | BEIRA | SOFALA |  | 698888.3 | 7806587.5 | 500 | 22 | 0.4 | 3 | 2017 | ASTOR | 17-13385 | 1016 | 45 | 1016 | 0 | 0 |  | 45 | 50.8 | 50800 | 965.2 | 2.222% | 21.4489 | 21.4489 | 994.5511
10141103 | PMT | TRANSFORMADOR | PT312 | TRANSFORMADOR MARCA:ASTOR PT312 PT312 | Bairro da Manga Rua para Savana | PT312 | BEIRA | SOFALA |  | S 19°46'40.57" | E 034°52'47.37" | 200 | 22 | 0.4 | 3 | 2017 | ASTOR | 17-13148 | 572 | 45 | 572 | 0 | 0 |  | 45 | 28.6 | 28600 | 543.4 | 2.222% | 12.0756 | 12.0756 | 559.9244
10141103 | PMT | TRANSFORMADOR | PT334 | TRANSFORMADOR MARCA:EFACEC PT334 PT334 | Bairro do Estofo Casa Alta | PT334 | BEIRA | SOFALA |  | S 19°47'41.64" | E 034°52'36.38" | 200 | 22 | 0.4 | 3 | 2017 | EFACEC | F002323-01 | 572 | 45 | 572 | 0 | 0 |  | 45 | 28.6 | 28600 | 543.4 | 2.222% | 12.0756 | 12.0756 | 559.9244
10141103 | PMT | TRANSFORMADOR | PT336 | TRANSFORMADOR MARCA:ASTOR PT336 PT336 | Bairro de Esturro (Próx. Escola Secundária Mateus Muthemba) | PT336 | BEIRA | SOFALA |  | S 19°50'05.93" | E 034°51'06.17" | 200 | 22 | 0.4 | 3 | 2017 | ASTOR | 17-02156 | 572 | 45 | 572 | 0 | 0 |  | 45 | 28.6 | 28600 | 543.4 | 2.222% | 12.0756 | 12.0756 | 559.9244
10141103 | PMT | TRANSFORMADOR | PT337 | TRANSFORMADOR MARCA:ASTOR PT337 PT337 | Bairro Fomento Inhamízua III | PT337 | BEIRA | SOFALA |  | S 19°44'25,69" | E 034°51'36,43" | 315 | 22 | 0.4 | 3 | 2017 | ASTOR | 1702208 | 953 | 45 | 953 | 0 | 0 |  | 45 | 47.65 | 47650 | 905.35 | 2.222% | 20.1189 | 20.1189 | 932.8811
10141103 | PMT | TRANSFORMADOR | PT338 | TRANSFORMADOR MARCA:ASTOR PT338 PT338 | Macurngo (Bar de Norberto) | PT338 | BEIRA | SOFALA |  | S 19°50'25,91" | E 034°52'47,44" | 200 | 22 | 0.4 | 3 | 2017 | ASTOR | 17-13055 | 572 | 45 | 572 | 0 | 0 |  | 45 | 28.6 | 28600 | 543.4 | 2.222% | 12.0756 | 12.0756 | 559.9244
10141103 | PMT | TRANSFORMADOR | PT1 | TRANSFORMADOR MARCA: PT1 PT1 | Entrada da Vila de Gorongosa | PT1 | GORONGOSA | SOFALA |  |  |  | 100 | 33 | 0.4 | 3 | 2017 |  |  | 763 | 45 | 763 | 0 | 0 |  | 45 | 38.15 | 38150 | 724.85 | 2.222% | 16.1078 | 16.1078 | 746.8922
10141103 | PMT | TRANSFORMADOR | PT2 | TRANSFORMADOR MARCA:ITB PT2 PT2 | Rádio Comunitária Vila de Gorongosa | PT2 | GORONGOSA |  |  |  |  | 160 | 33 | 0.4 | 3 | 2017 | ITB |  | 991 | 45 | 991 | 0 | 0 |  | 45 | 49.55 | 49550 | 941.45 | 2.222% | 20.9211 | 20.9211 | 970.0789
10141103 | PMT | TRANSFORMADOR | PT3 | TRANSFORMADOR MARCA: PT3 PT3 | Hospital Vila de Gorongosa | PT3 | GORONGOSA |  |  |  |  | 160 | 33 | 0.4 | 3 | 2017 |  |  | 991 | 45 | 991 | 0 | 0 |  | 45 | 49.55 | 49550 | 941.45 | 2.222% | 20.9211 | 20.9211 | 970.0789
10141103 | PMT | TRANSFORMADOR | PT4 | TRANSFORMADOR MARCA:TM PT4 PT4 | Posto de Policia Vila de Gorongosa | PT4 | GORONGOSA |  |  |  |  | 250 | 33 | 0.4 | 3 | 2017 | TM |  | 991 | 45 | 991 | 0 | 0 |  | 45 | 49.55 | 49550 | 941.45 | 2.222% | 20.9211 | 20.9211 | 970.0789
10141103 | PMT | TRANSFORMADOR | PT5 | TRANSFORMADOR MARCA:TM PT5 PT5 | Mercado Vila de Gorongosa | PT5 | GORONGOSA |  |  |  |  | 200 | 33 | 0.4 | 3 | 2017 | TM |  | 991 | 45 | 991 | 0 | 0 |  | 45 | 49.55 | 49550 | 941.45 | 2.222% | 20.9211 | 20.9211 | 970.0789
10141103 | PMT | TRANSFORMADOR | PT6 | TRANSFORMADOR MARCA:TM PT6 PT6 | Pensão Vila de Gorongosa | PT6 | GORONGOSA |  |  |  |  | 250 | 33 | 0.4 | 3 | 2017 | TM |  | 991 | 45 | 991 | 0 | 0 |  | 45 | 49.55 | 49550 | 941.45 | 2.222% | 20.9211 | 20.9211 | 970.0789
10141103 | PMT | TRANSFORMADOR | PT7 | TRANSFORMADOR MARCA:TM PT7 PT7 | Escola Secundária Vila de Gorongosa | PT7 | GORONGOSA |  |  |  |  | 315 | 33 | 0.4 | 3 | 2017 | TM |  | 1039 | 45 | 1039 | 0 | 0 |  | 45 | 51.95 | 51950 | 987.05 | 2.222% | 21.9344 | 21.9344 | 1017.0656
10141103 | PMT | TRANSFORMADOR | PT8 | TRANSFORMADOR MARCA:ITB PT8 PT8 | Bairro Madibe | PT8 | GORONGOSA |  |  |  |  | 160 | 33 | 0.4 | 3 | 2017 | ITB |  | 991 | 45 | 991 | 0 | 0 |  | 45 | 49.55 | 49550 | 941.45 | 2.222% | 20.9211 | 20.9211 | 970.0789
10141103 | PMT | TRANSFORMADOR | PT9 | TRANSFORMADOR MARCA:TM PT9 PT9 | Bairro Mapombué | PT9 | GORONGOSA |  |  |  |  | 160 | 33 | 0.4 | 3 | 2017 | TM |  | 991 | 45 | 991 | 0 | 0 |  | 45 | 49.55 | 49550 | 941.45 | 2.222% | 20.9211 | 20.9211 | 970.0789
10141103 | PMT | TRANSFORMADOR | PT10 | TRANSFORMADOR MARCA: PT10 PT10 | Chitengo | PT10 | GORONGOSA |  |  |  |  | 250 | 33 | 0.4 | 3 | 2017 |  |  | 991 | 45 | 991 | 0 | 0 |  | 45 | 49.55 | 49550 | 941.45 | 2.222% | 20.9211 | 20.9211 | 970.0789
10141103 | PMT | TRANSFORMADOR | PT11 | TRANSFORMADOR MARCA: PT11 PT11 | Localidade - Púngue | PT11 | GORONGOSA |  |  |  |  | 160 | 33 | 0.4 | 3 | 2017 |  |  | 991 | 45 | 991 | 0 | 0 |  | 45 | 49.55 | 49550 | 941.45 | 2.222% | 20.9211 | 20.9211 | 970.0789
10141103 | PMT | TRANSFORMADOR | PT12 | TRANSFORMADOR MARCA:TM PT12 PT12 | Bairro Aeródromo | PT12 | GORONGOSA |  |  |  |  | 160 | 33 | 0.4 | 3 | 2017 | TM |  | 991 | 45 | 991 | 0 | 0 |  | 45 | 49.55 | 49550 | 941.45 | 2.222% | 20.9211 | 20.9211 | 970.0789
10141103 | PMT | TRANSFORMADOR | PT13 | TRANSFORMADOR MARCA:TM PT13 PT13 | Bairro Tsuassicana | PT13 | GORONGOSA |  |  |  |  | 160 | 33 | 0.4 | 3 | 2017 | TM |  | 991 | 45 | 991 | 0 | 0 |  | 45 | 49.55 | 49550 | 941.45 | 2.222% | 20.9211 | 20.9211 | 970.0789
10141103 | PMT | TRANSFORMADOR | PT14 | TRANSFORMADOR MARCA:ITB PT14 PT14 | Bairro Moniqueira - Mapombué | PT14 | GORONGOSA |  |  |  |  | 160 | 33 | 0.4 | 3 | 2017 | ITB |  | 991 | 45 | 991 | 0 | 0 |  | 45 | 49.55 | 49550 | 941.45 | 2.222% | 20.9211 | 20.9211 | 970.0789
10141103 | PMT | TRANSFORMADOR | PT15 | TRANSFORMADOR MARCA:TM PT15 PT15 | Bairro Nhangondo Hotel Kapulana | PT15 | GORONGOSA |  |  |  |  | 50 | 33 | 0.4 | 3 | 2017 | TM | 2013 | 643 | 45 | 643 | 0 | 0 |  | 45 | 32.15 | 32150 | 610.85 | 2.222% | 13.5744 | 13.5744 | 629.4256
10141103 | PMT | TRANSFORMADOR | PT16 | TRANSFORMADOR MARCA: PT16 PT16 | Quartel Bairro Tsuassicana | PT16 | GORONGOSA |  |  |  |  | 100 | 33 | 0.4 | 3 | 2017 |  |  | 763 | 45 | 763 | 0 | 0 |  | 45 | 38.15 | 38150 | 724.85 | 2.222% | 16.1078 | 16.1078 | 746.8922
10141103 | PMT | TRANSFORMADOR | PT17 | TRANSFORMADOR MARCA: PT17 PT17 | Bairro Moniqueira | PT17 | GORONGOSA |  |  |  |  | 160 | 33 | 0.4 | 3 | 2017 |  |  | 991 | 45 | 991 | 0 | 0 |  | 45 | 49.55 | 49550 | 941.45 | 2.222% | 20.9211 | 20.9211 | 970.0789
10141103 | PMT | TRANSFORMADOR | PT18 | TRANSFORMADOR MARCA: PT18 PT18 | Bairro Mucosa | PT18 | GORONGOSA |  |  |  |  | 160 | 33 | 0.4 | 3 | 2017 |  |  | 991 | 45 | 991 | 0 | 0 |  | 45 | 49.55 | 49550 | 941.45 | 2.222% | 20.9211 | 20.9211 | 970.0789
10141103 | PMT | TRANSFORMADOR | PT19 | TRANSFORMADOR MARCA: PT19 PT19 | Tazaronda | PT19 | GORONGOSA |  |  |  |  | 160 | 33 | 0.4 | 3 | 2017 |  |  | 991 | 45 | 991 | 0 | 0 |  | 45 | 49.55 | 49550 | 941.45 | 2.222% | 20.9211 | 20.9211 | 970.0789
10141103 | PMT | TRANSFORMADOR | PT20 | TRANSFORMADOR MARCA: PT20 PT20 | Vunduzi Sede do Posto | PT20 | GORONGOSA |  |  |  |  | 160 | 33 | 0.4 | 3 | 2017 |  |  | 991 | 45 | 991 | 0 | 0 |  | 45 | 49.55 | 49550 | 941.45 | 2.222% | 20.9211 | 20.9211 | 970.0789
10141103 | PMT | TRANSFORMADOR | PT21 | TRANSFORMADOR MARCA: PT21 PT21 | Santugira | PT21 | GORONGOSA |  |  |  |  | 160 | 33 | 0.4 | 3 | 2017 |  |  | 991 | 45 | 991 | 0 | 0 |  | 45 | 49.55 | 49550 | 941.45 | 2.222% | 20.9211 | 20.9211 | 970.0789
10141103 | PMT | TRANSFORMADOR | PT22 | TRANSFORMADOR MARCA: PT22 PT22 | Nhamajhiua I | PT22 | GORONGOSA |  |  |  |  | 160 | 33 | 0.4 | 3 | 2017 |  |  | 991 | 45 | 991 | 0 | 0 |  | 45 | 49.55 | 49550 | 941.45 | 2.222% | 20.9211 | 20.9211 | 970.0789
10141103 | PMT | TRANSFORMADOR | PT23 | TRANSFORMADOR MARCA: PT23 PT23 | Nhamajhiua II | PT23 | GORONGOSA |  |  |  |  | 160 | 33 | 0.4 | 3 | 2017 |  |  | 991 | 45 | 991 | 0 | 0 |  | 45 | 49.55 | 49550 | 941.45 | 2.222% | 20.9211 | 20.9211 | 970.0789
10141103 | PMT | TRANSFORMADOR | PT25 | TRANSFORMADOR MARCA: PT25 PT25 | Nhanjhenje | PT25 | GORONGOSA |  |  |  |  | 160 | 33 | 0.4 | 3 | 2017 |  |  | 991 | 45 | 991 | 0 | 0 |  | 45 | 49.55 | 49550 | 941.45 | 2.222% | 20.9211 | 20.9211 | 970.0789
10141103 | PMT | TRANSFORMADOR | AGCHI/PT24 | TRANSFORMADOR MARCA:ASTOR AGCHI/PT24 AGCHI/PT24 | MERCADO | AGCHI/PT24 | CHIMOIO | MANICA | JOSINA MACHEL | S19 06 22,28 | E033 29 35,41 | 500 | 22 | 0.4 | 3 | 2017 | ASTOR | 17-13384 | 1016 | 45 | 1016 | 0 | 0 |  | 45 | 50.8 | 50800 | 965.2 | 2.222% | 21.4489 | 21.4489 | 994.5511
10141103 | PMT | TRANSFORMADOR | AGCHI/PT64 | TRANSFORMADOR MARCA:ASTOR AGCHI/PT64 AGCHI/PT64 |  | AGCHI/PT64 | CHIMOIO | MANICA |  | S19 08 51,13 | E033 29 53,38 | 250 | 22 | 0.4 | 3 | 2017 | ASTOR | 17-13156 | 953 | 45 | 953 | 0 | 0 |  | 45 | 47.65 | 47650 | 905.35 | 2.222% | 20.1189 | 20.1189 | 932.8811
10141103 | PMT | TRANSFORMADOR | AGCHI/PT68 | TRANSFORMADOR MARCA:ORMAZEBAL AGCHI/PT68 AGCHI/PT68 | CASA DA BISPO | AGCHI/PT68 | CHIMOIO | MANICA | Bairro 16 de Junho | S1906 25,0 | E33 29 22,8 | 315 | 22 | 0.4 | 3 | 2017 | ORMAZEBAL | 268527 | 953 | 45 | 953 | 0 | 0 |  | 45 | 47.65 | 47650 | 905.35 | 2.222% | 20.1189 | 20.1189 | 932.8811
10141103 | PMT | TRANSFORMADOR | AGCHI/PT69 | TRANSFORMADOR MARCA:ASTOR AGCHI/PT69 AGCHI/PT69 | EPC NHAURIRI | AGCHI/PT69 | CHIMOIO | MANICA |  | S1907 21,46 | E033 30 47,73 | 500 | 22 | 0.4 | 3 | 2017 | ASTOR | 17-02493 | 1016 | 45 | 1016 | 0 | 0 |  | 45 | 50.8 | 50800 | 965.2 | 2.222% | 21.4489 | 21.4489 | 994.5511
10141103 | PMT | TRANSFORMADOR | AGCHI/PT71 | TRANSFORMADOR MARCA:ASTOR AGCHI/PT71 AGCHI/PT71 | MOAGEM DE SR. FERRO | AGCHI/PT71 | CHIMOIO | MANICA | BAIRRO SAMORA MACHEL | S19 04 49.5 | E33 22 04.0 | 200 | 22 | 0.4 | 3 | 2017 | ASTOR | 17-02157 | 572 | 45 | 572 | 0 | 0 |  | 45 | 28.6 | 28600 | 543.4 | 2.222% | 12.0756 | 12.0756 | 559.9244
10141103 | PMT | TRANSFORMADOR | AGCHI/PT79 | TRANSFORMADOR MARCA:ASTOR AGCHI/PT79 AGCHI/PT79 | TRANGAPASSO (M. MENESES) | AGCHI/PT79 | CHIMOIO | MANICA | MARIO MENESSES | S19 07 17,0 | E33 25 28,8 | 315 | 22 | 0.4 | 3 | 2017 | ASTOR | 17-13115 | 953 | 45 | 953 | 0 | 0 |  | 45 | 47.65 | 47650 | 905.35 | 2.222% | 20.1189 | 20.1189 | 932.8811
10141103 | PMT | TRANSFORMADOR | AGCHI/PT84 | TRANSFORMADOR MARCA:ASTOR AGCHI/PT84 AGCHI/PT84 |  | AGCHI/PT84 | CHIMOIO | MANICA |  | S19 05 25,82 | E033 28 03,53 | 250 | 22 | 0.4 | 3 | 2017 | ASTOR | 17-13150 | 953 | 45 | 953 | 0 | 0 |  | 45 | 47.65 | 47650 | 905.35 | 2.222% | 20.1189 | 20.1189 | 932.8811
10141103 | PMT | TRANSFORMADOR | AGCHI/PT91 | TRANSFORMADOR MARCA:ORMAZABAL AGCHI/PT91 AGCHI/PT91 | EPC MWANA UNERUFARO NO MAKUDAMO | AGCHI/PT91 | CHIMOIO | MANICA | Bairro nº 5 | S19 08 01,13 | E033 28 01,07 | 315 | 22 | 0.4 | 3 | 2017 | ORMAZABAL | 268530 | 953 | 45 | 953 | 0 | 0 |  | 45 | 47.65 | 47650 | 905.35 | 2.222% | 20.1189 | 20.1189 | 932.8811
10141103 | PMT | TRANSFORMADOR | AGCHI/PT105 | TRANSFORMADOR MARCA:ORMAZABAL AGCHI/PT105 AGCHI/PT105 | ESTALEIRO EDM | AGCHI/PT105 | CHIMOIO | MANICA | Bairro 7 de Abril (estaleiro edm) | S19 07 47,63 | E033 28 14,23 | 315 | 22 | 0.4 | 3 | 2017 | ORMAZABAL | 268528 | 953 | 45 | 953 | 0 | 0 |  | 45 | 47.65 | 47650 | 905.35 | 2.222% | 20.1189 | 20.1189 | 932.8811
10141103 | PMT | TRANSFORMADOR | AGCHI/PT106 | TRANSFORMADOR MARCA:ORMAZABAL AGCHI/PT106 AGCHI/PT106 | FABFICA CHIBUKO | AGCHI/PT106 | CHIMOIO | MANICA | Bairro Nhauriri | S19 08 45,66 | E033 27 10,53 | 250 | 22 | 0.4 | 3 | 2017 | ORMAZABAL | 268526 | 953 | 45 | 953 | 0 | 0 |  | 45 | 47.65 | 47650 | 905.35 | 2.222% | 20.1189 | 20.1189 | 932.8811
10141103 | PMT | TRANSFORMADOR | AGCHI/PT107 | TRANSFORMADOR MARCA:ASTOR AGCHI/PT107 AGCHI/PT107 | RIO MWENZI (TAYOBE) | AGCHI/PT107 | CHIMOIO | MANICA | Bairro 5 Mwenezi (Tayobe) | S19 07 00,24 | E033 28 19,39 | 500 | 22 | 0.4 | 3 | 2017 | ASTOR | 17-13386 | 1016 | 45 | 1016 | 0 | 0 |  | 45 | 50.8 | 50800 | 965.2 | 2.222% | 21.4489 | 21.4489 | 994.5511
10141103 | PMT | TRANSFORMADOR | AGCHI/PT111 | TRANSFORMADOR MARCA:ORMAZABAL AGCHI/PT111 AGCHI/PT111 | QUINTA CEU | AGCHI/PT111 | CHIMOIO | MANICA | Bairro Agostinho Neto | S19 02 45,0 | E033 26 28,4 | 160 | 22 | 0.4 | 3 | 2017 | ORMAZABAL | 17-13037 | 572 | 45 | 572 | 0 | 0 |  | 45 | 28.6 | 28600 | 543.4 | 2.222% | 12.0756 | 12.0756 | 559.9244
10141103 | PMT | TRANSFORMADOR | AGCHI/PT128 | TRANSFORMADOR MARCA:ORMAZABAL AGCHI/PT128 AGCHI/PT128 | MOAGEM DO SR. JANPANE | AGCHI/PT128 | CHIMOIO | MANICA | Bairro Francisco Manhanga | S19 08 10,98 | E033 29 40,32 | 250 | 22 | 0.4 | 3 | 2017 | ORMAZABAL | 268525 | 953 | 45 | 953 | 0 | 0 |  | 45 | 47.65 | 47650 | 905.35 | 2.222% | 20.1189 | 20.1189 | 932.8811
10141103 | PMT | TRANSFORMADOR | AGCHI/PT132 | TRANSFORMADOR MARCA:ASTOR AGCHI/PT132 AGCHI/PT132 | FORMENTO EXPANSAO | AGCHI/PT132 | CHIMOIO | MANICA | Bairro Vila Nova | S19 04 39,36 | E033 23 52,83 | 250 | 22 | 0.4 | 3 | 2017 | ASTOR | 17-13163 | 953 | 45 | 953 | 0 | 0 |  | 45 | 47.65 | 47650 | 905.35 | 2.222% | 20.1189 | 20.1189 | 932.8811
10141103 | PMT | TRANSFORMADOR | AGCHI/PT143 | TRANSFORMADOR MARCA:EFACEC AGCHI/PT143 AGCHI/PT143 | Chimoio (Municipio) | AGCHI/PT143 | CHIMOIO | MANICA | Bairro Centro Hipico | S19 07 27,87 | E033 27 17,13 | 200 | 22 | 0.4 | 3 | 2017 | EFACEC | F002323 | 572 | 45 | 572 | 0 | 0 |  | 45 | 28.6 | 28600 | 543.4 | 2.222% | 12.0756 | 12.0756 | 559.9244
10141103 | PMT | TRANSFORMADOR | AGCHI/PT146 | TRANSFORMADOR MARCA:ASTOR AGCHI/PT146 AGCHI/PT146 | UNIZAMBEZE | AGCHI/PT146 | CHIMOIO | MANICA | Bairro 7 de Abril | S19 09 47.25 | E033 28 06.61 | 250 | 22 | 0.4 | 3 | 2017 | ASTOR | 17- 02226 | 953 | 45 | 953 | 0 | 0 |  | 45 | 47.65 | 47650 | 905.35 | 2.222% | 20.1189 | 20.1189 | 932.8811
10141103 | PMT | TRANSFORMADOR | AGGDL/PT5 | TRANSFORMADOR MARCA:ASTOR AGGDL/PT5 AGGDL/PT5 | Bairro Eduardo Mondlane | AGGDL/PT5 | GONDOLA | MANICA | MERCADO FEIRA | S19 04 55,1 | E033 38 28,1 | 250 | 22 | 0.4 | 3 | 2017 | ASTOR | 17-13158 | 953 | 45 | 953 | 0 | 0 |  | 45 | 47.65 | 47650 | 905.35 | 2.222% | 20.1189 | 20.1189 | 932.8811
10141103 | PMT | TRANSFORMADOR | AGGDL/PT8 | TRANSFORMADOR MARCA:ORMAZABAL AGGDL/PT8 AGGDL/PT8 | Bairro Josina Machel | AGGDL/PT8 | GONDOLA | MANICA | FRESCATA | S19 04 30,0 | E033 35 47,0 | 250 | 22 | 0.4 | 3 | 2017 | ORMAZABAL | 268523 | 953 | 45 | 953 | 0 | 0 |  | 45 | 47.65 | 47650 | 905.35 | 2.222% | 20.1189 | 20.1189 | 932.8811
10141103 | PMT | TRANSFORMADOR | AGGDL/PT10 | TRANSFORMADOR MARCA:ASTOR AGGDL/PT10 AGGDL/PT10 | Bairro Mazicuera | AGGDL/PT10 | GONDOLA | MANICA | MOAGEM ARMANDO TANGAI | S1904 04,9 | E033 33 39,18 | 250 | 22 | 0.4 | 3 | 2017 | ASTOR | 17-02238 | 953 | 45 | 953 | 0 | 0 |  | 45 | 47.65 | 47650 | 905.35 | 2.222% | 20.1189 | 20.1189 | 932.8811
10141103 | PMT | TRANSFORMADOR | AGGDL/PT11 | TRANSFORMADOR MARCA:ASTOR AGGDL/PT11 AGGDL/PT11 | Bairro Bela Vista | AGGDL/PT11 | GONDOLA | MANICA | ESCOLA LORENA BENGO | S19 04 05,9 | E033 37 29,0 | 250 | 22 | 0.4 | 3 | 2017 | ASTOR | 17-1359 | 953 | 45 | 953 | 0 | 0 |  | 45 | 47.65 | 47650 | 905.35 | 2.222% | 20.1189 | 20.1189 | 932.8811
10141103 | PMT | TRANSFORMADOR | AGGDL/PT26 | TRANSFORMADOR MARCA:ASTOR AGGDL/PT26 AGGDL/PT26 | Bairro Mucessua | AGGDL/PT26 | GONDOLA | MANICA | ADMINISTRACAO | S19 05 01,6 | E033 39 14,3 | 200 | 22 | 0.4 | 3 | 2017 | ASTOR | 17-13054 | 572 | 45 | 572 | 0 | 0 |  | 45 | 28.6 | 28600 | 543.4 | 2.222% | 12.0756 | 12.0756 | 559.9244
10141103 | PMT | TRANSFORMADOR | AGGDL/PT31 | TRANSFORMADOR MARCA:ASTOR AGGDL/PT31 AGGDL/PT31 |  | AGGDL/PT31 | GONDOLA | MANICA | Maforga Antenea | S19 04 15,42 | E033 43 44,22 | 200 | 22 | 0.4 | 3 | 2017 | ASTOR | 17-13053 | 572 | 45 | 572 | 0 | 0 |  | 45 | 28.6 | 28600 | 543.4 | 2.222% | 12.0756 | 12.0756 | 559.9244
10141103 | PMT | TRANSFORMADOR | USGUR/PT3 | TRANSFORMADOR MARCA:TRANSFORMCO USGUR/PT3 USGUR/PT3 | Bairro Nhassacara | USGUR/PT3 | GURO | MANICA | NA PARAGEM | S17 36 20,9 | E033 15 08,5 | 50 | 33 | 0.4 | 3 | 2017 | TRANSFORMCO | 1170116 | 643 | 45 | 643 | 0 | 0 |  | 45 | 32.15 | 32150 | 610.85 | 2.222% | 13.5744 | 13.5744 | 629.4256
10141103 | PMT | TRANSFORMADOR | USMCZ/PT2 | TRANSFORMADOR MARCA:ASTOR USMCZ/PT2 USMCZ/PT2 | Bairro 7 de Abril | USMCZ/PT2 | MACHAZE | MANICA | MOAGEM SIBANDA | S20 49 10.5 | E33 22 41.5 | 200 | 33 | 0.4 | 3 | 2017 | ASTOR | 1713420 | 991 | 45 | 991 | 0 | 0 |  | 45 | 49.55 | 49550 | 941.45 | 2.222% | 20.9211 | 20.9211 | 970.0789
10141103 | PMT | TRANSFORMADOR | USMCP/PT3 | TRANSFORMADOR MARCA:TRANSFORMCO USMCP/PT3 USMCP/PT3 | Bairro Mugoriondo | USMCP/PT3 | MANICA | MANICA | BOMBAS DE AGUA | S18 59 23,55 | E032 44 28,52 | 160 | 33 | 0.4 | 3 | 2017 | TRANSFORMCO | 1170118 | 991 | 45 | 991 | 0 | 0 |  | 45 | 49.55 | 49550 | 941.45 | 2.222% | 20.9211 | 20.9211 | 970.0789
10141103 | PMT | TRANSFORMADOR | AGMNC/PT1 | TRANSFORMADOR MARCA:POWERTECH AGMNC/PT1 AGMNC/PT1 | Bairro 25 de Setembro | AGMNC/PT1 | MANICA | MANICA | RESENDENCIA DO ADMINISTRADOR | S18 56 17,1 | E032 52 29,3 | 500 | 33 | 0.4 | 3 | 2017 | POWERTECH | 20954601/02 | 1200 | 45 | 1200 | 0 | 0 |  | 45 | 60 | 60000 | 1140 | 2.222% | 25.3333 | 25.3333 | 1174.6667
10141103 | PMT | TRANSFORMADOR | AGMNC/PT12 | TRANSFORMADOR MARCA:TRANSFORMCO AGMNC/PT12 AGMNC/PT12 | Bairro Muzongo | AGMNC/PT12 | MANICA | MANICA | NA ESCOLA DE DE MUZONGO | S18 57 46,07 | E032 50 02,72 | 100 | 33 | 0.4 | 3 | 2017 | TRANSFORMCO | 1170111 | 763 | 45 | 763 | 0 | 0 |  | 45 | 38.15 | 38150 | 724.85 | 2.222% | 16.1078 | 16.1078 | 746.8922
10141103 | PMT | TRANSFORMADOR | AGMNC/PT15 | TRANSFORMADOR MARCA:TRANSFORMCO AGMNC/PT15 AGMNC/PT15 | Bairro Josina Machel | AGMNC/PT15 | MANICA | MANICA | NO RIACHO | S18 56 55,2 | E032 52 03,8 | 50 | 33 | 0.4 | 3 | 2017 | TRANSFORMCO | 1170204 | 643 | 45 | 643 | 0 | 0 |  | 45 | 32.15 | 32150 | 610.85 | 2.222% | 13.5744 | 13.5744 | 629.4256
10141103 | PMT | TRANSFORMADOR | AGMNC/PT17 | TRANSFORMADOR MARCA:ASTOR AGMNC/PT17 AGMNC/PT17 | Bairro Vumba | AGMNC/PT17 | MANICA | MANICA | ESTALEIRO ZABIR | S18 56 17,8 | E032 53 50,1 | 200 | 33 | 0.4 | 3 | 2017 | ASTOR | 17-01195 | 991 | 45 | 991 | 0 | 0 |  | 45 | 49.55 | 49550 | 941.45 | 2.222% | 20.9211 | 20.9211 | 970.0789
10141103 | PMT | TRANSFORMADOR | AGMNC/PT22 | TRANSFORMADOR MARCA:TRANSFORMCO AGMNC/PT22 AGMNC/PT22 | Bairro 4° Congresso | AGMNC/PT22 | MANICA | MANICA | ESCOLA BAIRRO 4° CONGRESSO | S18 56 31,5 | E032 51 09,1 | 100 | 33 | 0.4 | 3 | 2017 | TRANSFORMCO | 1170215 | 763 | 45 | 763 | 0 | 0 |  | 45 | 38.15 | 38150 | 724.85 | 2.222% | 16.1078 | 16.1078 | 746.8922
10141103 | PMT | TRANSFORMADOR | USPHL/PT1 | TRANSFORMADOR MARCA:ASTOR USPHL/PT1 USPHL/PT1 | Bairro Sede | USPHL/PT1 | PENHALONGA | MANICA | OFICINA DA IFLOMA | S18 51 19.2 | E32 45 21.6 | 315 | 33 | 0.4 | 3 | 2017 | ASTOR | 17-02195 | 1039 | 45 | 1039 | 0 | 0 |  | 45 | 51.95 | 51950 | 987.05 | 2.222% | 21.9344 | 21.9344 | 1017.0656
10141103 | PMT | TRANSFORMADOR | AGVDZ/PT12 | TRANSFORMADOR MARCA:ASTOR AGVDZ/PT12 AGVDZ/PT12 | Bairro Expansao | AGVDZ/PT12 | VANDUZI | MANICA | COMPANHIA DE VANDUZI | S18 56 21,9 | E033 15 51,9 | 315 | 22 | 0.4 | 3 | 2017 | ASTOR | 17-02307 | 953 | 45 | 953 | 0 | 0 |  | 45 | 47.65 | 47650 | 905.35 | 2.222% | 20.1189 | 20.1189 | 932.8811
10141103 | PMT | TRANSFORMADOR | AGVDZ/PT13 | TRANSFORMADOR MARCA:ASTOR AGVDZ/PT13 AGVDZ/PT13 |  | AGVDZ/PT13 | VANDUZI | MANICA |  | S1857 13,18 | E033 16 15,31 | 200 | 22 | 0.4 | 3 | 2017 | ASTOR | 17-1306 | 572 | 45 | 572 | 0 | 0 |  | 45 | 28.6 | 28600 | 543.4 | 2.222% | 12.0756 | 12.0756 | 559.9244
10141103 | PMT | TRANSFORMADOR | PTS 58 | TRANSFORMADOR MARCA:ASTOR PTS 58 PTS 58 |  | PTS 58 | Matola | Fomento |  | 32.467233 | -25.927018 | 500 | 33 | 0.4 | 3Ø | 2017 | ASTOR | 17-02238 | 1200 | 45 | 1200 | 0 | 0 |  | 45 | 60 | 60000 | 1140 | 2.222% | 25.3333 | 25.3333 | 1174.6667
10141103 | PMT | TRANSFORMADOR | PTS 59 | TRANSFORMADOR MARCA:ASTOR PTS 59 PTS 59 |  | PTS 59 | Matola | Matola H |  | 32.461721 | -25.925182 | 500 | 33 | 0.4 | 3Ø | 2017 | ASTOR | 17-13096 | 1200 | 45 | 1200 | 0 | 0 |  | 45 | 60 | 60000 | 1140 | 2.222% | 25.3333 | 25.3333 | 1174.6667
10141103 | PMT | TRANSFORMADOR | PTS 80 | TRANSFORMADOR MARCA:MAXI CONCEPTS PTS 80 PTS 80 |  | PTS 80 | Matola | Liberdade |  | 32.450524 | -25.916458 | 315 | 33 | 0.4 | 3Ø | 2017 | MAXI CONCEPTS | MCT0211 | 1039 | 45 | 1039 | 0 | 0 |  | 45 | 51.95 | 51950 | 987.05 | 2.222% | 21.9344 | 21.9344 | 1017.0656
10141103 | PMT | TRANSFORMADOR | PTS 559 | TRANSFORMADOR MARCA:ASTOR PTS 559 PTS 559 |  | PTS 559 | Matola | Sikuama |  | 32.446185 | -25.903921 | 500 | 33 | 0.4 | 3Ø | 2017 | ASTOR | 17-13102 | 1200 | 45 | 1200 | 0 | 0 |  | 45 | 60 | 60000 | 1140 | 2.222% | 25.3333 | 25.3333 | 1174.6667
10141103 | PMT | TRANSFORMADOR | PTS 99 | TRANSFORMADOR MARCA:ASTOR PTS 99 PTS 99 |  | PTS 99 | Matola | " |  | 32.456439 | -25.934132 | 500 | 33 | 0.4 | 3Ø | 2017 | ASTOR | 17-13101 | 1200 | 45 | 1200 | 0 | 0 |  | 45 | 60 | 60000 | 1140 | 2.222% | 25.3333 | 25.3333 | 1174.6667
10141103 | PMT | TRANSFORMADOR | PTS 100 | TRANSFORMADOR MARCA:ASTOR PTS 100 PTS 100 |  | PTS 100 | Matola | Matola C |  | 32.446674 | -25.937266 | 200 | 33 | 0.4 | 3Ø | 2017 | ASTOR | 17-12915 | 991 | 45 | 991 | 0 | 0 |  | 45 | 49.55 | 49550 | 941.45 | 2.222% | 20.9211 | 20.9211 | 970.0789
10141103 | PMT | TRANSFORMADOR | PTS 94 | TRANSFORMADOR MARCA:ASTOR PTS 94 PTS 94 |  | PTS 94 | Matola | Mussumbuluco |  | 32.437881 | -25.908067 | 630 | 33 | 0.4 | 3Ø | 2017 | ASTOR | 17-13022 | 1200 | 45 | 1200 | 0 | 0 |  | 45 | 60 | 60000 | 1140 | 2.222% | 25.3333 | 25.3333 | 1174.6667
10141103 | PMT | TRANSFORMADOR | PTS 1125 | TRANSFORMADOR MARCA:ASTOR PTS 1125 PTS 1125 |  | PTS 1125 | Matola | Mulotone |  | 32.384522 | -25.861086 | 250 | 33 | 0.4 | 3Ø | 2017 | ASTOR | 17-10695 | 991 | 45 | 991 | 0 | 0 |  | 45 | 49.55 | 49550 | 941.45 | 2.222% | 20.9211 | 20.9211 | 970.0789
10141103 | PMT | TRANSFORMADOR | PTS 1126 | TRANSFORMADOR MARCA:ASTOR PTS 1126 PTS 1126 |  | PTS 1126 | Matola | Mulotone |  | 32.370417 | -25.855677 | 250 | 33 | 0.4 | 3Ø | 2017 | ASTOR | 17-10693 | 991 | 45 | 991 | 0 | 0 |  | 45 | 49.55 | 49550 | 941.45 | 2.222% | 20.9211 | 20.9211 | 970.0789
10141103 | PMT | TRANSFORMADOR | PTS 1131 | TRANSFORMADOR MARCA:ASTOR PTS 1131 PTS 1131 |  | PTS 1131 | Matola | Mulotone |  | 32.383163 | -25.871379 | 250 | 33 | 0.4 | 3Ø | 2017 | ASTOR | 17-12991 | 991 | 45 | 991 | 0 | 0 |  | 45 | 49.55 | 49550 | 941.45 | 2.222% | 20.9211 | 20.9211 | 970.0789
10141103 | PMT | TRANSFORMADOR | PTS 1065 | TRANSFORMADOR MARCA:ASTOR PTS 1065 PTS 1065 |  | PTS 1065 | Matola | Mulotone |  | 32.382971 | -25.879910 | 160 | 33 | 0.4 | 3Ø | 2017 | ASTOR | 17-3401 | 991 | 45 | 991 | 0 | 0 |  | 45 | 49.55 | 49550 | 941.45 | 2.222% | 20.9211 | 20.9211 | 970.0789
10141103 | PMT | TRANSFORMADOR | PTS 14 | TRANSFORMADOR MARCA:ASTOR PTS 14 PTS 14 |  | PTS 14 | Matola Rio | Chinonanquila |  | 32.427118 | -25.977261 | 630 | 33 | 0.4 | 3Ø | 2017 | ASTOR | 17-13019 | 1200 | 45 | 1200 | 0 | 0 |  | 45 | 60 | 60000 | 1140 | 2.222% | 25.3333 | 25.3333 | 1174.6667
10141103 | PMT | TRANSFORMADOR | PTS 16 | TRANSFORMADOR MARCA:ASTOR PTS 16 PTS 16 |  | PTS 16 | Matola Rio | Djonasse |  | 32.398396 | -25.964672 | 315 | 33 | 0.4 | 3Ø | 2017 | ASTOR | 17-02198 | 1039 | 45 | 1039 | 0 | 0 |  | 45 | 51.95 | 51950 | 987.05 | 2.222% | 21.9344 | 21.9344 | 1017.0656
10141103 | PMT | TRANSFORMADOR | PTS 13 | TRANSFORMADOR MARCA:ASTOR PTS 13 PTS 13 |  | PTS 13 | Matola Rio | Matola Rio |  | 32.434230 | -25.979373 | 315 | 33 | 0.4 | 3Ø | 2017 | ASTOR | 17-02194 | 1039 | 45 | 1039 | 0 | 0 |  | 45 | 51.95 | 51950 | 987.05 | 2.222% | 21.9344 | 21.9344 | 1017.0656
10141103 | PMT | TRANSFORMADOR | PTS 501 | TRANSFORMADOR MARCA:ASTOR PTS 501 PTS 501 |  | PTS 501 | Matola Rio | Djonasse |  | 32.400737 | -25.952276 | 250 | 33 | 0.4 | 3Ø | 2017 | ASTOR | 17-12998 | 991 | 45 | 991 | 0 | 0 |  | 45 | 49.55 | 49550 | 941.45 | 2.222% | 20.9211 | 20.9211 | 970.0789
10141103 | PMT | TRANSFORMADOR | PTS 582 | TRANSFORMADOR MARCA:ASTOR PTS 582 PTS 582 |  | PTS 582 | Matola Rio | Djuba |  | 32.414777 | -25.935655 | 250 | 33 | 0.4 | 3Ø | 2017 | ASTOR | 17-12992 | 991 | 45 | 991 | 0 | 0 |  | 45 | 49.55 | 49550 | 941.45 | 2.222% | 20.9211 | 20.9211 | 970.0789
10141103 | PMT | TRANSFORMADOR | PTS 1145 | TRANSFORMADOR MARCA:ASTOR PTS 1145 PTS 1145 |  | PTS 1145 | Matola Rio | Djonasse |  | 32.377132 | -25.933347 | 200 | 33 | 0.4 | 3Ø | 2017 | ASTOR | 17-10662 | 991 | 45 | 991 | 0 | 0 |  | 45 | 49.55 | 49550 | 941.45 | 2.222% | 20.9211 | 20.9211 | 970.0789
10141103 | PMT | TRANSFORMADOR | PTS 581 | TRANSFORMADOR MARCA:ASTOR PTS 581 PTS 581 |  | PTS 581 | Matola Rio | Djonasse |  | 32.383801 | -25.935416 | 200 | 33 | 0.4 | 3Ø | 2017 | ASTOR | 17-12910 | 991 | 45 | 991 | 0 | 0 |  | 45 | 49.55 | 49550 | 941.45 | 2.222% | 20.9211 | 20.9211 | 970.0789
10141103 | PMT | TRANSFORMADOR | PTS 511 | TRANSFORMADOR MARCA:ASTOR PTS 511 PTS 511 |  | PTS 511 | Matola Rio | Djonasse |  | 32.400890 | -25.932507 | 250 | 33 | 0.4 | 3Ø | 2017 | ASTOR | 17-13005 | 991 | 45 | 991 | 0 | 0 |  | 45 | 49.55 | 49550 | 941.45 | 2.222% | 20.9211 | 20.9211 | 970.0789
10141103 | PMT | TRANSFORMADOR | PTS 792 | TRANSFORMADOR MARCA:ORMAZABAL PTS 792 PTS 792 |  | PTS 792 | Boane | Boane |  | 32.342007 | -25.041144 | 250 | 33 | 0.4 | 3Ø | 2017 | ORMAZABAL | 268512 | 991 | 45 | 991 | 0 | 0 |  | 45 | 49.55 | 49550 | 941.45 | 2.222% | 20.9211 | 20.9211 | 970.0789
10141103 | PMT | TRANSFORMADOR | PTS 793 | TRANSFORMADOR MARCA:ASTOR PTS 793 PTS 793 |  | PTS 793 | Boane | Boane |  | 32.351914 | -25.009362 | 200 | 33 | 0.4 | 3Ø | 2017 | ASTOR | 17-10664 | 991 | 45 | 991 | 0 | 0 |  | 45 | 49.55 | 49550 | 941.45 | 2.222% | 20.9211 | 20.9211 | 970.0789
10141103 | PMT | TRANSFORMADOR | PTS 824 | TRANSFORMADOR MARCA:ORMAZABAL PTS 824 PTS 824 |  | PTS 824 | Boane | Boane |  | 32.333098 | -25.028828 | 250 | 33 | 0.4 | 3Ø | 2017 | ORMAZABAL | 268513 | 991 | 45 | 991 | 0 | 0 |  | 45 | 49.55 | 49550 | 941.45 | 2.222% | 20.9211 | 20.9211 | 970.0789
10141103 | PMT | TRANSFORMADOR | PTS 787 | TRANSFORMADOR MARCA:ASTOR PTS 787 PTS 787 |  | PTS 787 | Boane | Boane |  | 32.324929 | -25.042474 | 500 | 33 | 0.4 | 3Ø | 2017 | ASTOR | 17-02236 | 1200 | 45 | 1200 | 0 | 0 |  | 45 | 60 | 60000 | 1140 | 2.222% | 25.3333 | 25.3333 | 1174.6667
10141103 | PMT | TRANSFORMADOR | PTS 808 | TRANSFORMADOR MARCA:ASTOR PTS 808 PTS 808 |  | PTS 808 | Boane | Mahubo |  | 32.386686 | -25.107483 | 32 | 33 | 0.23 | 1Ø | 2017 | ASTOR | 17-02417 | 643 | 45 | 643 | 0 | 0 |  | 45 | 32.15 | 32150 | 610.85 | 2.222% | 13.5744 | 13.5744 | 629.4256
10141103 | PMT | TRANSFORMADOR | PTS 803 | TRANSFORMADOR MARCA:" PTS 803 PTS 803 |  | PTS 803 | Boane | Mahubo |  | 32.389540 | -25.108302 | 32 | 33 | 0.23 | 1Ø | 2017 | " | 17-62428 | 643 | 45 | 643 | 0 | 0 |  | 45 | 32.15 | 32150 | 610.85 | 2.222% | 13.5744 | 13.5744 | 629.4256
10141103 | PMT | TRANSFORMADOR | PTS 1053 | TRANSFORMADOR MARCA:ASTOR PTS 1053 PTS 1053 |  | PTS 1053 | Boane | Changalane |  | 32.159726 | -25.433111 | 32 | 33 | 0.23 | 1Ø | 2017 | ASTOR | 1702418 | 643 | 45 | 643 | 0 | 0 |  | 45 | 32.15 | 32150 | 610.85 | 2.222% | 13.5744 | 13.5744 | 629.4256
10141103 | PMT | TRANSFORMADOR | PTS 710 | TRANSFORMADOR MARCA:ASTOR PTS 710 PTS 710 |  | PTS 710 | Boane | Ponta D'ouro |  | 32.870716 | -25.846215 | 160 | 33 | 0.4 | 3Ø | 2017 | ASTOR | 17-0:682 | 991 | 45 | 991 | 0 | 0 |  | 45 | 49.55 | 49550 | 941.45 | 2.222% | 20.9211 | 20.9211 | 970.0789
10141103 | PMT | TRANSFORMADOR | PTS 616 | TRANSFORMADOR MARCA:ASTOR PTS 616 PTS 616 |  | PTS 616 | Boane | Inhaca |  | 32.957811 | -25.001542 | 100 | 33 | 0.4 | 3Ø | 2017 | ASTOR | 17-13050 | 763 | 45 | 763 | 0 | 0 |  | 45 | 38.15 | 38150 | 724.85 | 2.222% | 16.1078 | 16.1078 | 746.8922
10141103 | PMT | TRANSFORMADOR | PTS 1170 | TRANSFORMADOR MARCA:ASTOR PTS 1170 PTS 1170 |  | PTS 1170 | Boane | Inhaca |  | 32.919125 | -25.002133 | 100 | 33 | 0.4 | 3Ø | 2017 | ASTOR | 17-13041 | 763 | 45 | 763 | 0 | 0 |  | 45 | 38.15 | 38150 | 724.85 | 2.222% | 16.1078 | 16.1078 | 746.8922
10141103 | PMT | TRANSFORMADOR | PTS 1133 | TRANSFORMADOR MARCA:AST0R PTS 1133 PTS 1133 |  | PTS 1133 | Boane | Mabuluco |  | 32.874706 | -25.259517 | 250 | 33 | 0.4 | 3Ø | 2017 | AST0R | 17-12982 | 991 | 45 | 991 | 0 | 0 |  | 45 | 49.55 | 49550 | 941.45 | 2.222% | 20.9211 | 20.9211 | 970.0789
10141103 | PMT | TRANSFORMADOR | PT 124R | TRANSFORMADOR MARCA:Astor PT 124R | Kamubucuane |  | Maputo |  |  | 32,6211171 | -25,8657943 | 630 | 33 | 0,4 | 3Φ | 2017 | Astor | 17-02544 | 1200 | 45 | 1200 | 0 | 0 |  | 45 | 60 | 60000 | 1140 | 2.222% | 25.3333 | 25.3333 | 1174.6667
10141103 | PMT | TRANSFORMADOR | PT 30R | TRANSFORMADOR MARCA:Efacec PT 30R | Mahotas |  | Maputo |  |  | 32,6061799 | -25,9234284 | 315 | 11 | 0,4 | 3Φ | 2017 | Efacec | K0002420 | 840 | 45 | 840 | 0 | 0 |  | 45 | 42 | 42000 | 798 | 2.222% | 17.7333 | 17.7333 | 822.2667
10141103 | PMT | TRANSFORMADOR | PT 176R | TRANSFORMADOR MARCA:Astor PT 176R | Guava |  | Maputo |  |  | 32,6360651 | -25,8356931 | 250 | 33 | 0.4 | 3Φ | 2017 | Astor | 17-01601 | 991 | 45 | 991 | 0 | 0 |  | 45 | 49.55 | 49550 | 941.45 | 2.222% | 20.9211 | 20.9211 | 970.0789
10141103 | PMT | TRANSFORMADOR | PT 386R | TRANSFORMADOR MARCA:Astor PT 386R | Guava |  | Maputo |  |  | 32,6496278 | -25,7926848 | 250 | 33 | 0.4 | 3Φ | 2017 | Astor | 17-02128 | 991 | 45 | 991 | 0 | 0 |  | 45 | 49.55 | 49550 | 941.45 | 2.222% | 20.9211 | 20.9211 | 970.0789
10141103 | PMT | TRANSFORMADOR | PT 372R | TRANSFORMADOR MARCA:Astor PT 372R | Guava |  | Maputo |  |  | 32,6538989 | -25,8151547 | 200 | 33 | 0.4 | 3Φ | 2017 | Astor | 17-01450 | 991 | 45 | 991 | 0 | 0 |  | 45 | 49.55 | 49550 | 941.45 | 2.222% | 20.9211 | 20.9211 | 970.0789
10141103 | PMT | TRANSFORMADOR | PT 385R | TRANSFORMADOR MARCA:Astor PT 385R | Guava |  | Maputo |  |  | 32,6500577 | -25,8215154 | 250 | 33 | 0.4 | 3Φ | 2017 | Astor | 17-02131 | 991 | 45 | 991 | 0 | 0 |  | 45 | 49.55 | 49550 | 941.45 | 2.222% | 20.9211 | 20.9211 | 970.0789
10141103 | PMT | TRANSFORMADOR | PT ? | TRANSFORMADOR MARCA:Astor PT ? | Guava |  | Maputo |  |  | 32,6098063 | -25,7332422 | 200 | 33 | 0.4 | 3Φ | 2017 | Astor | 17-01466 | 991 | 45 | 991 | 0 | 0 |  | 45 | 49.55 | 49550 | 941.45 | 2.222% | 20.9211 | 20.9211 | 970.0789
10141103 | PMT | TRANSFORMADOR | PT 404R | TRANSFORMADOR MARCA:Astor PT 404R | Guava |  | Maputo |  |  | 32,5897233 | -25,7268603 | 315 | 33 | 0.4 | 3Φ | 2017 | Astor | 17-13485 | 1039 | 45 | 1039 | 0 | 0 |  | 45 | 51.95 | 51950 | 987.05 | 2.222% | 21.9344 | 21.9344 | 1017.0656
10141103 | PMT | TRANSFORMADOR | PT 40R | TRANSFORMADOR MARCA:Astor PT 40R | Guava |  | Maputo |  |  | 32,6165055 | -25,8621919 | 315 | 33 | 0.4 | 3Φ | 2017 | Astor | 17-13477 | 1039 | 45 | 1039 | 0 | 0 |  | 45 | 51.95 | 51950 | 987.05 | 2.222% | 21.9344 | 21.9344 | 1017.0656
10141103 | PMT | TRANSFORMADOR | PT 239R | TRANSFORMADOR MARCA:Astor PT 239R | Guava |  | Maputo |  |  | 32,6041212 | -25,8821292 | 500 | 33 | 0.4 | 3Φ | 2017 | Astor | 17-02243 | 1200 | 45 | 1200 | 0 | 0 |  | 45 | 60 | 60000 | 1140 | 2.222% | 25.3333 | 25.3333 | 1174.6667
10141103 | PMT | TRANSFORMADOR | PT 147R | TRANSFORMADOR MARCA:Astor PT 147R | Guava |  | Maputo |  |  | 32,6021478 | -25,8598856 | 315 | 33 | 0.4 | 3Φ | 2017 | Astor | 17-01490 | 1039 | 45 | 1039 | 0 | 0 |  | 45 | 51.95 | 51950 | 987.05 | 2.222% | 21.9344 | 21.9344 | 1017.0656
10141103 | PMT | TRANSFORMADOR | PT 372R | TRANSFORMADOR MARCA:Astor PT 372R | Guava |  | Maputo |  |  | 6538846 | -25,8151367 | 200 | 33 | 0.4 | 3Φ | 2017 | Astor | 17-02131 | 991 | 45 | 991 | 0 | 0 |  | 45 | 49.55 | 49550 | 941.45 | 2.222% | 20.9211 | 20.9211 | 970.0789
10141103 | PMT | TRANSFORMADOR | PT 385R | TRANSFORMADOR MARCA: PT 385R | Guava |  | Maputo |  |  | 32,6501574 | -25,8215104 | 250 | 33 | 0.4 | 3Φ | 2017 |  |  | 991 | 45 | 991 | 0 | 0 |  | 45 | 49.55 | 49550 | 941.45 | 2.222% | 20.9211 | 20.9211 | 970.0789
10141103 | PMT | TRANSFORMADOR | PT 131R | TRANSFORMADOR MARCA:Astor PT 131R | Guava |  | Maputo |  |  | 32,6738295 | -25,7655662 | 315 | 33 | 0.4 | 3Φ | 2017 | Astor | 17-13489 | 1039 | 45 | 1039 | 0 | 0 |  | 45 | 51.95 | 51950 | 987.05 | 2.222% | 21.9344 | 21.9344 | 1017.0656
10141103 | PMT | TRANSFORMADOR | PT 196R | TRANSFORMADOR MARCA:Desta Power Malta PT 196R | Guava |  | Maputo |  |  | 32,6604117 | -25,7782349 | 160 | 33 | 0.4 | 3Φ | 2017 | Desta Power Malta | DT-254/2 | 991 | 45 | 991 | 0 | 0 |  | 45 | 49.55 | 49550 | 941.45 | 2.222% | 20.9211 | 20.9211 | 970.0789
10141103 | PMT | TRANSFORMADOR | PT 266R | TRANSFORMADOR MARCA:Astor PT 266R | Guava |  | Maputo |  |  | 32,5897684 | -25,7680446 | 315 | 33 | 0,4 | 3Φ | 2017 | Astor | 17-13481 | 1039 | 45 | 1039 | 0 | 0 |  | 45 | 51.95 | 51950 | 987.05 | 2.222% | 21.9344 | 21.9344 | 1017.0656
10141103 | PMT | TRANSFORMADOR | PT 198 | TRANSFORMADOR MARCA:Astor PT 198 | Infulene |  | Maputo |  |  | 32,5181918 | -25,8812354 | 315 | 33 | 0,4 | 3Φ | 2017 | Astor | 17-13497 | 1039 | 45 | 1039 | 0 | 0 |  | 45 | 51.95 | 51950 | 987.05 | 2.222% | 21.9344 | 21.9344 | 1017.0656
10141103 | PMT | TRANSFORMADOR | PT 211 | TRANSFORMADOR MARCA:Astor PT 211 | Zimpeto |  | Maputo |  |  | 32,5454145 | -25,8567385 | 630 | 33 | 0,4 | 3Φ | 2017 | Astor | 17-13017 | 1200 | 45 | 1200 | 0 | 0 |  | 45 | 60 | 60000 | 1140 | 2.222% | 25.3333 | 25.3333 | 1174.6667
10141103 | PMT | TRANSFORMADOR | PT 518 | TRANSFORMADOR MARCA:Astor PT 518 | Zimpeto |  | Maputo |  |  | 32,5530435 | -25,8489238 | 250 | 33 | 0,4 | 3Φ | 2017 | Astor | 17-02143 | 991 | 45 | 991 | 0 | 0 |  | 45 | 49.55 | 49550 | 941.45 | 2.222% | 20.9211 | 20.9211 | 970.0789
10141103 | PMT | TRANSFORMADOR | PTS 277 | TRANSFORMADOR MARCA:Astor PTS 277 | Zimpeto |  | Maputo |  |  | 32,5454266 | -25,8356637 | 200 | 33 | 0,4 | 3Φ | 2017 | Astor |  | 991 | 45 | 991 | 0 | 0 |  | 45 | 49.55 | 49550 | 941.45 | 2.222% | 20.9211 | 20.9211 | 970.0789
10141103 | PMT | TRANSFORMADOR | PT 626 | TRANSFORMADOR MARCA:Astor PT 626 | Manhica |  | Maputo |  |  | 32,8704377 | -25,2593202 | 500 | 33 | 0,4 | 3Φ | 2017 | Astor | 17-13095 | 1200 | 45 | 1200 | 0 | 0 |  | 45 | 60 | 60000 | 1140 | 2.222% | 25.3333 | 25.3333 | 1174.6667
10141103 | PMT | TRANSFORMADOR | PTS 656 | TRANSFORMADOR MARCA:Astor PTS 656 | Manhica |  | Maputo |  |  | 32,7925743 | -25,4216933 | 200 | 33 | 0,4 | 3Φ | 2017 | Astor | 17-10663 | 991 | 45 | 991 | 0 | 0 |  | 45 | 49.55 | 49550 | 941.45 | 2.222% | 20.9211 | 20.9211 | 970.0789
10141103 | PMT | TRANSFORMADOR | PTS ? | TRANSFORMADOR MARCA:Zent Transformers PTS ? | Manhica |  | Maputo |  |  | 32,7825181 | -25,4178124 | 100 | 33 | 0,4 | 2Φ | 2017 | Zent Transformers | 100EDD05 | 763 | 45 | 763 | 0 | 0 |  | 45 | 38.15 | 38150 | 724.85 | 2.222% | 16.1078 | 16.1078 | 746.8922
10141103 | PMT | TRANSFORMADOR | PTS 1063 | TRANSFORMADOR MARCA:Astor PTS 1063 | Rihondza |  | Maputo |  |  | 32,7618629 | -25,4354506 | 32 | 33 | 0,4 | 2Φ | 2017 | Astor | 17-02416 | 643 | 45 | 643 | 0 | 0 |  | 45 | 32.15 | 32150 | 610.85 | 2.222% | 13.5744 | 13.5744 | 629.4256
10141103 | PMT | TRANSFORMADOR | PT 408 | TRANSFORMADOR MARCA:Astor PT 408 | Mashava |  | Maputo |  |  | 32,4882402 | -25,8912658 | 315 | 33 | 0,4 | 3Φ | 2017 | Astor | 17-13482 | 1039 | 45 | 1039 | 0 | 0 |  | 45 | 51.95 | 51950 | 987.05 | 2.222% | 21.9344 | 21.9344 | 1017.0656
10141103 | PMT | TRANSFORMADOR | PT 392 | TRANSFORMADOR MARCA:Astor PT 392 | Mashava |  | Maputo |  |  | 32,4599951 | -25,8827586 | 200 | 33 | 0,4 | 3Φ | 2017 | Astor | 17-13417 | 991 | 45 | 991 | 0 | 0 |  | 45 | 49.55 | 49550 | 941.45 | 2.222% | 20.9211 | 20.9211 | 970.0789
10141103 | PMT | TRANSFORMADOR | PT 333 | TRANSFORMADOR MARCA:Astor PT 333 | Mashava |  | Maputo |  |  | 32,4535911 | -25,8786762 | 200 | 33 | 0,4 | 3Φ | 2017 | Astor | 17-01493 | 991 | 45 | 991 | 0 | 0 |  | 45 | 49.55 | 49550 | 941.45 | 2.222% | 20.9211 | 20.9211 | 970.0789
10141103 | PMT | TRANSFORMADOR | PT 328 | TRANSFORMADOR MARCA:Astor PT 328 | Mashava |  | Maputo |  |  | 32,4612581 | -25,8662133 | 250 | 33 | 0,4 | 3Φ | 2017 | Astor | 17-12995 | 991 | 45 | 991 | 0 | 0 |  | 45 | 49.55 | 49550 | 941.45 | 2.222% | 20.9211 | 20.9211 | 970.0789
10141103 | PMT | TRANSFORMADOR | PTS 547 | TRANSFORMADOR MARCA:Astor PTS 547 | Mashava |  | Maputo |  |  | 32,4666604 | -25,8604742 | 500 | 33 | 0,4 | 3Φ | 2017 | Astor | 17-13074 | 1200 | 45 | 1200 | 0 | 0 |  | 45 | 60 | 60000 | 1140 | 2.222% | 25.3333 | 25.3333 | 1174.6667
10141103 | PMT | TRANSFORMADOR | PTS 548 | TRANSFORMADOR MARCA:Astor PTS 548 | Mashava |  | Maputo |  |  | 32,4911725 | -25,8362779 | 315 | 33 | 0,4 | 3Φ | 2017 | Astor | 17-13484 | 1039 | 45 | 1039 | 0 | 0 |  | 45 | 51.95 | 51950 | 987.05 | 2.222% | 21.9344 | 21.9344 | 1017.0656
10141103 | PMT | TRANSFORMADOR | PTS 137 | TRANSFORMADOR MARCA:Astor PTS 137 | Mashava |  | Maputo |  |  | 32,4947093 | -25,8319892 | 630 | 33 | 0,4 | 3Φ | 2017 | Astor | 17-02541 | 1200 | 45 | 1200 | 0 | 0 |  | 45 | 60 | 60000 | 1140 | 2.222% | 25.3333 | 25.3333 | 1174.6667
10141103 | PMT | TRANSFORMADOR | PTS 1136 | TRANSFORMADOR MARCA:Astor PTS 1136 | Mashava |  | Maputo |  |  | 32,4988188 | -25,8127178 | 200 | 33 | 0,4 | 3Φ | 2017 | Astor | 17-10658 | 991 | 45 | 991 | 0 | 0 |  | 45 | 49.55 | 49550 | 941.45 | 2.222% | 20.9211 | 20.9211 | 970.0789
10141103 | PMT | TRANSFORMADOR | PTS 1075 | TRANSFORMADOR MARCA:Atlas Trafo PTS 1075 | Mashava |  | Maputo |  |  | 32,4954668 | -25,8134791 | 100 | 33 | 0,4 | 3Φ | 2017 | Atlas Trafo | 1522 | 763 | 45 | 763 | 0 | 0 |  | 45 | 38.15 | 38150 | 724.85 | 2.222% | 16.1078 | 16.1078 | 746.8922
10141103 | PMT | TRANSFORMADOR | PTS 1073 | TRANSFORMADOR MARCA:Atlas Trafo PTS 1073 | Mashava |  | Maputo |  |  | 32,4878935 | -25,7914417 | 160 | 33 | 0,4 | 3Φ | 2017 | Atlas Trafo | 1543 | 991 | 45 | 991 | 0 | 0 |  | 45 | 49.55 | 49550 | 941.45 | 2.222% | 20.9211 | 20.9211 | 970.0789
10141103 | PMT | TRANSFORMADOR | PTS 1072 | TRANSFORMADOR MARCA:Atlas Trafo PTS 1072 | Mashava |  | Maputo |  |  | 32,4852063 | -25,7887744 | 200 | 33 | 0,4 | 3Φ | 2017 | Atlas Trafo | 1552 | 991 | 45 | 991 | 0 | 0 |  | 45 | 49.55 | 49550 | 941.45 | 2.222% | 20.9211 | 20.9211 | 970.0789
10141103 | PMT | TRANSFORMADOR | PT ? | TRANSFORMADOR MARCA:Atlas Trafo PT ? | Mashava |  | Maputo |  |  | 32,4851092 | -25,7805775 | 100 | 33 | 0,4 | 3Φ | 2017 | Atlas Trafo | 1541 | 763 | 45 | 763 | 0 | 0 |  | 45 | 38.15 | 38150 | 724.85 | 2.222% | 16.1078 | 16.1078 | 746.8922
10141103 | PMT | TRANSFORMADOR | PTS 1041 | TRANSFORMADOR MARCA:Astor PTS 1041 | Mashava |  | Maputo |  |  | 32,4808571 | -25,8114848 | 315 | 33 | 0,4 | 3Φ | 2017 | Astor | 17-13498 | 1039 | 45 | 1039 | 0 | 0 |  | 45 | 51.95 | 51950 | 987.05 | 2.222% | 21.9344 | 21.9344 | 1017.0656
10141103 | PMT | TRANSFORMADOR | PTS 1040 | TRANSFORMADOR MARCA:Zent Transformers PTS 1040 | Mashava |  | Maputo |  |  | 32,4710236 | -25,8144884 | 100 | 33 | 0,4 | 3Φ | 2017 | Zent Transformers |  | 763 | 45 | 763 | 0 | 0 |  | 45 | 38.15 | 38150 | 724.85 | 2.222% | 16.1078 | 16.1078 | 746.8922
10141103 | PMT | TRANSFORMADOR | PTS 1141 | TRANSFORMADOR MARCA:Zent Transformers PTS 1141 | Mashava |  | Maputo |  |  | 32,4711592 | -25,8169606 | 100 | 33 | 0,4 | 3Φ | 2017 | Zent Transformers |  | 763 | 45 | 763 | 0 | 0 |  | 45 | 38.15 | 38150 | 724.85 | 2.222% | 16.1078 | 16.1078 | 746.8922
10141103 | PMT | TRANSFORMADOR | PT1140 | TRANSFORMADOR MARCA:Astor PT1140 | Mashava |  | Maputo |  |  | 32,4662238 | -25,8172624 | 250 | 33 | 0,4 | 3Φ | 2017 | Astor | 17-12983 | 991 | 45 | 991 | 0 | 0 |  | 45 | 49.55 | 49550 | 941.45 | 2.222% | 20.9211 | 20.9211 | 970.0789
10141103 | PMT | TRANSFORMADOR | PTS 1121 | TRANSFORMADOR MARCA:Transforman PTS 1121 | Mashava |  | Maputo |  |  | 32,4531816 | -25,8084565 | 200 | 33 | 0,4 | 3Φ | 2017 | Transforman | TB1701006 | 991 | 45 | 991 | 0 | 0 |  | 45 | 49.55 | 49550 | 941.45 | 2.222% | 20.9211 | 20.9211 | 970.0789
10141103 | PMT | TRANSFORMADOR | PTS 1066 | TRANSFORMADOR MARCA:Astor PTS 1066 | Mashava |  | Maputo |  |  | 32,4442009 | -25,8048304 | 250 | 33 | 0,4 | 3Φ | 2017 | Astor | 17-12997 | 991 | 45 | 991 | 0 | 0 |  | 45 | 49.55 | 49550 | 941.45 | 2.222% | 20.9211 | 20.9211 | 970.0789
10141103 | PMT | TRANSFORMADOR | PT 507 | TRANSFORMADOR MARCA:Efacec PT 507 | Mashava |  | Maputo |  |  | 32,4366057 | -25,7909326 | 100 | 33 | 0,4 | 3Φ | 2017 | Efacec | 10923 | 763 | 45 | 763 | 0 | 0 |  | 45 | 38.15 | 38150 | 724.85 | 2.222% | 16.1078 | 16.1078 | 746.8922
10141103 | PMT | TRANSFORMADOR | PTS 1123 | TRANSFORMADOR MARCA:Astor PTS 1123 | Mashava |  | Maputo |  |  | 32,4487104 | -25,7836203 | 200 | 33 | 0,4 | 3Φ | 2017 | Astor | 17-10661 | 991 | 45 | 991 | 0 | 0 |  | 45 | 49.55 | 49550 | 941.45 | 2.222% | 20.9211 | 20.9211 | 970.0789
10141103 | PMT | TRANSFORMADOR | PTS 1094 | TRANSFORMADOR MARCA:Astor PTS 1094 | Mashava |  | Maputo |  |  | 32,4658077 | -25,7986754 | 160 | 33 | 0,4 | 3Φ | 2017 | Astor | 17-13404 | 991 | 45 | 991 | 0 | 0 |  | 45 | 49.55 | 49550 | 941.45 | 2.222% | 20.9211 | 20.9211 | 970.0789
10141103 | PMT | TRANSFORMADOR | PTS 1095 | TRANSFORMADOR MARCA:Astor PTS 1095 | Mashava |  | Maputo |  |  | 32,4676673 | -25,7909656 | 200 | 33 | 0,4 | 3Φ | 2017 | Astor | 17-12919 | 991 | 45 | 991 | 0 | 0 |  | 45 | 49.55 | 49550 | 941.45 | 2.222% | 20.9211 | 20.9211 | 970.0789
10141103 | PMT | TRANSFORMADOR | PTS 1124 | TRANSFORMADOR MARCA:Astor PTS 1124 | Mashava |  | Maputo |  |  | 32,4768108 | -25,7903355 | 200 | 33 | 0,4 | 3Φ | 2017 | Astor | 17-12913 | 991 | 45 | 991 | 0 | 0 |  | 45 | 49.55 | 49550 | 941.45 | 2.222% | 20.9211 | 20.9211 | 970.0789
10141103 | PMT | TRANSFORMADOR | PTS 1093 | TRANSFORMADOR MARCA:Astor PTS 1093 | Mashava |  | Maputo |  |  | 32,4602979 | -25,8049612 | 160 | 33 | 0,4 | 3Φ | 2017 | Astor | 17-13409 | 991 | 45 | 991 | 0 | 0 |  | 45 | 49.55 | 49550 | 941.45 | 2.222% | 20.9211 | 20.9211 | 970.0789
10141103 | PMT | TRANSFORMADOR | PTS 1039 | TRANSFORMADOR MARCA:Desta Power Malta PTS 1039 | Mashava |  | Maputo |  |  | 32,4674627 | -25,8127185 | 100 | 33 | 0,4 | 3Φ | 2017 | Desta Power Malta | 10879402/02 | 763 | 45 | 763 | 0 | 0 |  | 45 | 38.15 | 38150 | 724.85 | 2.222% | 16.1078 | 16.1078 | 746.8922
10141103 | PMT | TRANSFORMADOR | PT 088 | TRANSFORMADOR MARCA:Astor PT 088 | Mashava |  | Maputo |  |  | 32,4686659 | -25,9044804 | 315 | 33 | 0,4 | 3Φ | 2017 | Astor | 17-13482 | 1039 | 45 | 1039 | 0 | 0 |  | 45 | 51.95 | 51950 | 987.05 | 2.222% | 21.9344 | 21.9344 | 1017.0656
10141103 | PMT | TRANSFORMADOR | PTS 730 | TRANSFORMADOR MARCA:Astor PTS 730 | Mashava |  | Maputo |  |  | 32,2400846 | -25,3254098 | 160 | 33 | 0,4 | 3Φ | 2017 | Astor | 17-13370 | 991 | 45 | 991 | 0 | 0 |  | 45 | 49.55 | 49550 | 941.45 | 2.222% | 20.9211 | 20.9211 | 970.0789
10141103 | PMT | TRANSFORMADOR | PTS 715 | TRANSFORMADOR MARCA:Atlas Trafo PTS 715 | Mashava |  | Maputo |  |  | 32,2423832 | -25,6033533 | 200 | 33 | 0,4 | 3Φ | 2017 | Atlas Trafo | 1557 | 991 | 45 | 991 | 0 | 0 |  | 45 | 49.55 | 49550 | 941.45 | 2.222% | 20.9211 | 20.9211 | 970.0789
10141103 | PMT | TRANSFORMADOR | PTS ? | TRANSFORMADOR MARCA:Atlas Trafo PTS ? | Mashava |  | Maputo |  |  | 32,2514513 | -25,6082635 | 200 | 33 | 0,4 | 3Φ | 2017 | Atlas Trafo | 1556 | 991 | 45 | 991 | 0 | 0 |  | 45 | 49.55 | 49550 | 941.45 | 2.222% | 20.9211 | 20.9211 | 970.0789
10141103 | PMT | TRANSFORMADOR | PTS 1082 | TRANSFORMADOR MARCA:Atlas Trafo PTS 1082 | Mashava |  | Maputo |  |  | 32,2458025 | -25,6086939 | 200 | 33 | 0,4 | 3Φ | 2017 | Atlas Trafo | 1555 | 991 | 45 | 991 | 0 | 0 |  | 45 | 49.55 | 49550 | 941.45 | 2.222% | 20.9211 | 20.9211 | 970.0789
10141103 | PMT | TRANSFORMADOR | PTS 1088 | TRANSFORMADOR MARCA:Atlas Trafo PTS 1088 | Mashava |  | Maputo |  |  | 32,2414128 | -25,6071671 | 100 | 33 | 0,4 | 3Φ | 2017 | Atlas Trafo | 1527 | 763 | 45 | 763 | 0 | 0 |  | 45 | 38.15 | 38150 | 724.85 | 2.222% | 16.1078 | 16.1078 | 746.8922
10141103 | PMT | TRANSFORMADOR | PTS 1087 | TRANSFORMADOR MARCA:Atlas Trafo PTS 1087 | Mashava |  | Maputo |  |  | 32,2392967 | -25,6061584 | 200 | 33 | 0,4 | 3Φ | 2017 | Atlas Trafo | 1553 | 991 | 45 | 991 | 0 | 0 |  | 45 | 49.55 | 49550 | 941.45 | 2.222% | 20.9211 | 20.9211 | 970.0789
10141103 | PMT | TRANSFORMADOR | PTS 1086 | TRANSFORMADOR MARCA:Atlas Trafo PTS 1086 | Mashava |  | Maputo |  |  | 32,2358596 | -25,6054891 | 160 | 33 | 0,4 | 3Φ | 2017 | Atlas Trafo | 1538 | 991 | 45 | 991 | 0 | 0 |  | 45 | 49.55 | 49550 | 941.45 | 2.222% | 20.9211 | 20.9211 | 970.0789
10141103 | PMT | TRANSFORMADOR | PTS 1085 | TRANSFORMADOR MARCA:Atlas Trafo PTS 1085 | Mashava |  | Maputo |  |  | 32,2318274 | -25,6039761 | 160 | 33 | 0,4 | 3Φ | 2017 | Atlas Trafo | 1513 | 991 | 45 | 991 | 0 | 0 |  | 45 | 49.55 | 49550 | 941.45 | 2.222% | 20.9211 | 20.9211 | 970.0789
10141103 | PMT | TRANSFORMADOR | PTS 1160 | TRANSFORMADOR MARCA:Atlas Trafo PTS 1160 | Mashava |  | Maputo |  |  | 32,2052779 | -25,5958685 | 200 | 33 | 0,4 | 3Φ | 2017 | Atlas Trafo | 1547 | 991 | 45 | 991 | 0 | 0 |  | 45 | 49.55 | 49550 | 941.45 | 2.222% | 20.9211 | 20.9211 | 970.0789
10141103 | PMT | TRANSFORMADOR | PTS 594 | TRANSFORMADOR MARCA:Atlas Trafo PTS 594 | Mashava |  | Maputo |  |  | 32,1968673 | -25,5808621 | 100 | 33 | 0,4 | 3Φ | 2017 | Atlas Trafo | 1534 | 763 | 45 | 763 | 0 | 0 |  | 45 | 38.15 | 38150 | 724.85 | 2.222% | 16.1078 | 16.1078 | 746.8922
10141103 | PMT | TRANSFORMADOR | PTS 1084 | TRANSFORMADOR MARCA:Atlas Trafo PTS 1084 | Mashava |  | Maputo |  |  | 32,2333007 | -25,6009497 | 200 | 33 | 0,4 | 3Φ | 2017 | Atlas Trafo | 1546 | 991 | 45 | 991 | 0 | 0 |  | 45 | 49.55 | 49550 | 941.45 | 2.222% | 20.9211 | 20.9211 | 970.0789
10141103 | PMT | TRANSFORMADOR | PTS 1083 | TRANSFORMADOR MARCA:Atlas Trafo PTS 1083 | Mashava |  | Maputo |  |  | 32,2366629 | -25,6009945 | 200 | 33 | 0,4 | 3Φ | 2017 | Atlas Trafo | 1554 | 991 | 45 | 991 | 0 | 0 |  | 45 | 49.55 | 49550 | 941.45 | 2.222% | 20.9211 | 20.9211 | 970.0789
10141103 | PMT | TRANSFORMADOR | PTS 1101 | TRANSFORMADOR MARCA:Atlas Trafo PTS 1101 | Mashava |  | Maputo |  |  | 32,2360652 | -25,5975945 | 160 | 33 | 0,4 | 3Φ | 2017 | Atlas Trafo | 1537 | 991 | 45 | 991 | 0 | 0 |  | 45 | 49.55 | 49550 | 941.45 | 2.222% | 20.9211 | 20.9211 | 970.0789
10141103 | PMT | TRANSFORMADOR | PTS 1103 | TRANSFORMADOR MARCA:Atlas Trafo PTS 1103 | Mashava |  | Maputo |  |  | 32,2335111 | -25,5928699 | 160 | 33 | 0,4 | 3Φ | 2017 | Atlas Trafo | 1539 | 991 | 45 | 991 | 0 | 0 |  | 45 | 49.55 | 49550 | 941.45 | 2.222% | 20.9211 | 20.9211 | 970.0789
10141103 | PMT | TRANSFORMADOR | PTS 1102 | TRANSFORMADOR MARCA:Atlas Trafo PTS 1102 | Mashava |  | Maputo |  |  | 32,2310318 | -25,5963771 | 160 | 33 | 0,4 | 3Φ | 2017 | Atlas Trafo | 1536 | 991 | 45 | 991 | 0 | 0 |  | 45 | 49.55 | 49550 | 941.45 | 2.222% | 20.9211 | 20.9211 | 970.0789
10141103 | PMT | TRANSFORMADOR | PTS 593 | TRANSFORMADOR MARCA:Atlas Trafo PTS 593 | Mashava |  | Maputo |  |  | 32,2393343 | -25,5926249 | 160 | 33 | 0,4 | 3Φ | 2017 | Atlas Trafo | 1541 | 991 | 45 | 991 | 0 | 0 |  | 45 | 49.55 | 49550 | 941.45 | 2.222% | 20.9211 | 20.9211 | 970.0789
10141103 | PMT | TRANSFORMADOR | PTS 1100 | TRANSFORMADOR MARCA:Atlas Trafo PTS 1100 | Mashava |  | Maputo |  |  | 32,2396786 | -25,5973445 | 200 | 33 | 0,4 | 3Φ | 2017 | Atlas Trafo | 1553 | 991 | 45 | 991 | 0 | 0 |  | 45 | 49.55 | 49550 | 941.45 | 2.222% | 20.9211 | 20.9211 | 970.0789
10141103 | PMT | TRANSFORMADOR | PTS 1099 | TRANSFORMADOR MARCA:Atlas Trafo PTS 1099 | Mashava |  | Maputo |  |  | 32,2433006 | -25,5959912 | 200 | 33 | 0,4 | 3Φ | 2017 | Atlas Trafo | 1551 | 991 | 45 | 991 | 0 | 0 |  | 45 | 49.55 | 49550 | 941.45 | 2.222% | 20.9211 | 20.9211 | 970.0789
10141103 | PMT | TRANSFORMADOR | PTS 714 | TRANSFORMADOR MARCA:Atlas Trafo PTS 714 | Mashava |  | Maputo |  |  | 32,2469109 | -25,5988634 | 200 | 33 | 0,4 | 3Φ | 2017 | Atlas Trafo | 1565 | 991 | 45 | 991 | 0 | 0 |  | 45 | 49.55 | 49550 | 941.45 | 2.222% | 20.9211 | 20.9211 | 970.0789
10141103 | PMT | TRANSFORMADOR | PTS 720 | TRANSFORMADOR MARCA:Astor PTS 720 | Mashava |  | Maputo |  |  | 32,3457173 | -25,6958505 | 160 | 33 | 0,4 | 3Φ | 2017 | Astor | 17-13412 | 991 | 45 | 991 | 0 | 0 |  | 45 | 49.55 | 49550 | 941.45 | 2.222% | 20.9211 | 20.9211 | 970.0789
10141103 | PMT | TRANSFORMADOR | PTS 717 | TRANSFORMADOR MARCA:Atlas Trafo PTS 717 | Mashava |  | Maputo |  |  | 32,2418073 | -25,5998093 | 200 | 33 | 0,4 | 3Φ | 2017 | Atlas Trafo | 1549 | 991 | 45 | 991 | 0 | 0 |  | 45 | 49.55 | 49550 | 941.45 | 2.222% | 20.9211 | 20.9211 | 970.0789
10141103 | PMT | TRANSFORMADOR | PTS 1157 | TRANSFORMADOR MARCA:Atlas Trafo PTS 1157 | Mashava |  | Maputo |  |  | 32,2676504 | -25,5633284 | 200 | 33 | 0,4 | 3Φ | 2017 | Atlas Trafo | 1560 | 991 | 45 | 991 | 0 | 0 |  | 45 | 49.55 | 49550 | 941.45 | 2.222% | 20.9211 | 20.9211 | 970.0789
10141103 | PMT | TRANSFORMADOR | PTS 718 | TRANSFORMADOR MARCA:Atlas Trafo PTS 718 | Mashava |  | Maputo |  |  | 32,2584972 | -25,5629164 | 100 | 33 | 0,4 | 3Φ | 2017 | Atlas Trafo | 1524 | 763 | 45 | 763 | 0 | 0 |  | 45 | 38.15 | 38150 | 724.85 | 2.222% | 16.1078 | 16.1078 | 746.8922
10141103 | PMT | TRANSFORMADOR | PTS 712 | TRANSFORMADOR MARCA:Atlas Trafo PTS 712 | Mashava |  | Maputo |  |  | 32,2571322 | -25,5743841 | 200 | 33 | 0,4 | 3Φ | 2017 | Atlas Trafo | 1551 | 991 | 45 | 991 | 0 | 0 |  | 45 | 49.55 | 49550 | 941.45 | 2.222% | 20.9211 | 20.9211 | 970.0789
10141103 | PMT | TRANSFORMADOR | PTS 713 | TRANSFORMADOR MARCA:Atlas Trafo PTS 713 | Mashava |  | Maputo |  |  | 32,2532863 | -25,5850405 | 200 | 33 | 0,4 | 3Φ | 2017 | Atlas Trafo | 1564 | 991 | 45 | 991 | 0 | 0 |  | 45 | 49.55 | 49550 | 941.45 | 2.222% | 20.9211 | 20.9211 | 970.0789
10141103 | PMT | TRANSFORMADOR | PTS 1158 | TRANSFORMADOR MARCA:Atlas Trafo PTS 1158 | Mashava |  | Maputo |  |  | 32,2476969 | -25,5879596 | 100 | 33 | 0,4 | 3Φ | 2017 | Atlas Trafo | 1531 | 763 | 45 | 763 | 0 | 0 |  | 45 | 38.15 | 38150 | 724.85 | 2.222% | 16.1078 | 16.1078 | 746.8922
10141103 | PMT | TRANSFORMADOR | PTS 1159 | TRANSFORMADOR MARCA:Atlas Trafo PTS 1159 | Mashava |  | Maputo |  |  | 32,2466726 | -25,5917325 | 100 | 33 | 0,4 | 3Φ | 2017 | Atlas Trafo | 1516 | 763 | 45 | 763 | 0 | 0 |  | 45 | 38.15 | 38150 | 724.85 | 2.222% | 16.1078 | 16.1078 | 746.8922
10141103 | PMT | TRANSFORMADOR | PTS 1150 | TRANSFORMADOR MARCA:Atlas Trafo PTS 1150 | Mashava |  | Maputo |  |  | 32,2564838 | -25,5922303 | 100 | 33 | 0,4 | 3Φ | 2017 | Atlas Trafo | 1532 | 763 | 45 | 763 | 0 | 0 |  | 45 | 38.15 | 38150 | 724.85 | 2.222% | 16.1078 | 16.1078 | 746.8922
10141103 | PMT | TRANSFORMADOR | PTS 1154 | TRANSFORMADOR MARCA:Atlas Trafo PTS 1154 | Mashava |  | Maputo |  |  | 32,2581497 | -25,5988936 | 100 | 33 | 0,4 | 3Φ | 2017 | Atlas Trafo | 1528 | 763 | 45 | 763 | 0 | 0 |  | 45 | 38.15 | 38150 | 724.85 | 2.222% | 16.1078 | 16.1078 | 746.8922
10141103 | PMT | TRANSFORMADOR | PTS 1153 | TRANSFORMADOR MARCA:Atlas Trafo PTS 1153 | Mashava |  | Maputo |  |  | 32,2543315 | -25,5988174 | 200 | 33 | 0,4 | 3Φ | 2017 | Atlas Trafo | 1567 | 991 | 45 | 991 | 0 | 0 |  | 45 | 49.55 | 49550 | 941.45 | 2.222% | 20.9211 | 20.9211 | 970.0789
10141103 | PMT | TRANSFORMADOR | PTS 1151 | TRANSFORMADOR MARCA:Atlas Trafo PTS 1151 | Mashava |  | Maputo |  |  | 32,2515972 | -25,5960707 | 100 | 33 | 0,4 | 3Φ | 2017 | Atlas Trafo | 1526 | 763 | 45 | 763 | 0 | 0 |  | 45 | 38.15 | 38150 | 724.85 | 2.222% | 16.1078 | 16.1078 | 746.8922
10141103 | PMT | TRANSFORMADOR | PTS 1098 | TRANSFORMADOR MARCA:Atlas Trafo PTS 1098 | Mashava |  | Maputo |  |  | 32,2480135 | -25,6001968 | 160 | 33 | 0,4 | 3Φ | 2017 | Atlas Trafo | 1542 | 991 | 45 | 991 | 0 | 0 |  | 45 | 49.55 | 49550 | 941.45 | 2.222% | 20.9211 | 20.9211 | 970.0789
10141103 | PMT | TRANSFORMADOR | PTS 593 | TRANSFORMADOR MARCA:Transforco PTS 593 | Mashava |  | Maputo |  |  | 32,2054609 | -25,6380868 | 100 | 33 | 0,4 | 3Φ | 2017 | Transforco | 00004/? | 763 | 45 | 763 | 0 | 0 |  | 45 | 38.15 | 38150 | 724.85 | 2.222% | 16.1078 | 16.1078 | 746.8922
10141103 | PMT | TRANSFORMADOR | PTS 602 | TRANSFORMADOR MARCA: PTS 602 | Mashava |  | Maputo |  |  | 31,9928936 | -25,4485773 | 315 | 33 | 0,4 | 3Φ | 2017 |  |  | 1039 | 45 | 1039 | 0 | 0 |  | 45 | 51.95 | 51950 | 987.05 | 2.222% | 21.9344 | 21.9344 | 1017.0656
10141103 | PMT | TRANSFORMADOR | PTS 607 | TRANSFORMADOR MARCA:Powertech PTS 607 | Mashava |  | Maputo |  |  | 31,9969497 | -25,4507186 | 250 | 33 | 0,4 | 3Φ | 2017 | Powertech | 20681701/01 | 991 | 45 | 991 | 0 | 0 |  | 45 | 49.55 | 49550 | 941.45 | 2.222% | 20.9211 | 20.9211 | 970.0789
10141103 | PMT | TRANSFORMADOR | PTS 981 | TRANSFORMADOR MARCA:Transformadores de Mozambique PTS 981 | Mashava |  | Maputo |  |  | 32,0020002 | -25,4484805 | 200 | 33 | 0,4 | 3Φ | 2017 | Transformadores de Mozambique | 998074 | 991 | 45 | 991 | 0 | 0 |  | 45 | 49.55 | 49550 | 941.45 | 2.222% | 20.9211 | 20.9211 | 970.0789
10141103 | PMT | TRANSFORMADOR | PTS 606 | TRANSFORMADOR MARCA:Desta Power Malta PTS 606 | Mashava |  | Maputo |  |  | 31,9929094 | -25,4765393 | 100 | 33 | 0,4 | 3Φ | 2017 | Desta Power Malta | DCO110/1830 | 763 | 45 | 763 | 0 | 0 |  | 45 | 38.15 | 38150 | 724.85 | 2.222% | 16.1078 | 16.1078 | 746.8922
10141103 | PMT | TRANSFORMADOR | PTS 605 | TRANSFORMADOR MARCA:Transformadores de Mozambique PTS 605 | Mashava |  | Maputo |  |  | 31,9950387 | -25,4717442 | 200 | 33 | 0,4 | 3Φ | 2017 | Transformadores de Mozambique | 895604 | 991 | 45 | 991 | 0 | 0 |  | 45 | 49.55 | 49550 | 941.45 | 2.222% | 20.9211 | 20.9211 | 970.0789
10141103 | PMT | TRANSFORMADOR | PTS 1166 | TRANSFORMADOR MARCA:Actom PTS 1166 | Mashava |  | Maputo |  |  | 31,9943473 | -25,4709297 | 100 | 33 | 0,4 | 3Φ | 2017 | Actom | 00162552 | 763 | 45 | 763 | 0 | 0 |  | 45 | 38.15 | 38150 | 724.85 | 2.222% | 16.1078 | 16.1078 | 746.8922
10141103 | PMT | TRANSFORMADOR | PTS 604 | TRANSFORMADOR MARCA: PTS 604 | Mashava |  | Maputo |  |  | 31,9955472 | -25,4684062 | 100 | 33 | 0,4 | 3Φ | 2017 |  |  | 763 | 45 | 763 | 0 | 0 |  | 45 | 38.15 | 38150 | 724.85 | 2.222% | 16.1078 | 16.1078 | 746.8922
10141103 | PMT | TRANSFORMADOR | PTS 982 | TRANSFORMADOR MARCA:i.t.b. PTS 982 | Mashava |  | Maputo |  |  | 31,9930688 | -25,4599188 | 160 | 33 | 0,4 | 3Φ | 2017 | i.t.b. | 702265 | 991 | 45 | 991 | 0 | 0 |  | 45 | 49.55 | 49550 | 941.45 | 2.222% | 20.9211 | 20.9211 | 970.0789
10141103 | PMT | TRANSFORMADOR | PTS 598 | TRANSFORMADOR MARCA: PTS 598 | Mashava |  | Maputo |  |  | 31,9906158 | -25,4520014 | 500 | 33 | 0,4 | 3Φ | 2017 |  |  | 1200 | 45 | 1200 | 0 | 0 |  | 45 | 60 | 60000 | 1140 | 2.222% | 25.3333 | 25.3333 | 1174.6667
10141103 | PMT | TRANSFORMADOR | PTS 603 | TRANSFORMADOR MARCA:Actom PTS 603 | Mashava |  | Maputo |  |  | 31,9881302 | -25,4480468 | 250 | 33 | 0,4 | 3Φ | 2017 | Actom | P0000296 | 991 | 45 | 991 | 0 | 0 |  | 45 | 49.55 | 49550 | 941.45 | 2.222% | 20.9211 | 20.9211 | 970.0789
10141103 | PMT | TRANSFORMADOR | PTS 280 | TRANSFORMADOR MARCA:MANDLAKHAZI ELECT. PTS 280 | Mashava |  | Maputo |  |  | 31,9865056 | -25,4458162 | 200 | 33 | 0,4 | 3Φ | 2017 | MANDLAKHAZI ELECT. | EO831 | 991 | 45 | 991 | 0 | 0 |  | 45 | 49.55 | 49550 | 941.45 | 2.222% | 20.9211 | 20.9211 | 970.0789
10141103 | PMT | TRANSFORMADOR | PTS 553 | TRANSFORMADOR MARCA:Desta Power Malta PTS 553 | Mashava |  | Maputo |  |  | 31,9890699 | -25,4400805 | 200 | 33 | 0,4 | 3Φ | 2017 | Desta Power Malta | DC0012/0559 | 991 | 45 | 991 | 0 | 0 |  | 45 | 49.55 | 49550 | 941.45 | 2.222% | 20.9211 | 20.9211 | 970.0789
10141103 | PMT | TRANSFORMADOR | PTS 362 | TRANSFORMADOR MARCA:Pauwels Trafo PTS 362 | Mashava |  | Maputo |  |  | 32,4757918 | -25,8912182 | 250 | 33 | 0,4 | 3Φ | 2017 | Pauwels Trafo | 11110903138 | 991 | 45 | 991 | 0 | 0 |  | 45 | 49.55 | 49550 | 941.45 | 2.222% | 20.9211 | 20.9211 | 970.0789
10141103 | PMT | TRANSFORMADOR | PTS 368 | TRANSFORMADOR MARCA:Pauwels Trafo PTS 368 | Mashava |  | Maputo |  |  | 32,4720879 | -25,8912253 | 250 | 33 | 0,4 | 3Φ | 2017 | Pauwels Trafo | 11110903036 | 991 | 45 | 991 | 0 | 0 |  | 45 | 49.55 | 49550 | 941.45 | 2.222% | 20.9211 | 20.9211 | 970.0789
10141103 | PMT | TRANSFORMADOR | PTS 900 | TRANSFORMADOR MARCA:Fuji Tusco PTS 900 | Mashava |  | Maputo |  |  | 32,4489544 | -25,8362205 | 160 | 33 | 0,4 | 3Φ | 2017 | Fuji Tusco | 581279 | 991 | 45 | 991 | 0 | 0 |  | 45 | 49.55 | 49550 | 941.45 | 2.222% | 20.9211 | 20.9211 | 970.0789
10141103 | PMT | TRANSFORMADOR | PT 307R | TRANSFORMADOR MARCA:Astor PT 307R | Katembe |  | Maputo |  |  | 32,5161336 | -26,0074196 | 250 | 33 | 0,4 | 3Φ | 2017 | Astor | 17-13002 | 991 | 45 | 991 | 0 | 0 |  | 45 | 49.55 | 49550 | 941.45 | 2.222% | 20.9211 | 20.9211 | 970.0789
10141103 | PMT | TRANSFORMADOR | PT 393R | TRANSFORMADOR MARCA:Astor PT 393R | Katembe |  | Maputo |  |  | 32,5300825 | -26,0046423 | 160 | 33 | 0,4 | 3Φ | 2017 | Astor | 17-01556 | 991 | 45 | 991 | 0 | 0 |  | 45 | 49.55 | 49550 | 941.45 | 2.222% | 20.9211 | 20.9211 | 970.0789
10141103 | PMT | TRANSFORMADOR | PT 401R | TRANSFORMADOR MARCA:Astor PT 401R | Katembe |  | Maputo |  |  | 32,5421769 | -26,0455195 | 160 | 33 | 0,4 | 3Φ | 2017 | Astor | 17-01530 | 991 | 45 | 991 | 0 | 0 |  | 45 | 49.55 | 49550 | 941.45 | 2.222% | 20.9211 | 20.9211 | 970.0789
10141103 | PMT | TRANSFORMADOR | PT 677 | TRANSFORMADOR MARCA:Astor PT 677 | Bela Vista |  | Maputo |  |  | 32,6692964 | -26,3480253 | 315 | 33 | 0,4 | 3Φ | 2017 | Astor | 17-13495 | 1039 | 45 | 1039 | 0 | 0 |  | 45 | 51.95 | 51950 | 987.05 | 2.222% | 21.9344 | 21.9344 | 1017.0656
10141103 | PMT | TRANSFORMADOR | PT 676 | TRANSFORMADOR MARCA:Astor PT 676 | Bela Vista |  | Maputo |  |  | 32,6752415 | -26,3448085 | 200 | 33 | 0,4 | 3Φ | 2017 | Astor | 17-01487 | 991 | 45 | 991 | 0 | 0 |  | 45 | 49.55 | 49550 | 941.45 | 2.222% | 20.9211 | 20.9211 | 970.0789
10141103 | PMT | TRANSFORMADOR | PT 82 RE | TRANSFORMADOR MARCA:Astor PT 82 RE | Maxixe |  | Inhambane |  |  | 32,3049994 | -23,8359937 | 160 | 33 | 0,4 | 3Φ | 2017 | Astor | 17-13392 | 991 | 45 | 991 | 0 | 0 |  | 45 | 49.55 | 49550 | 941.45 | 2.222% | 20.9211 | 20.9211 | 970.0789
10141103 | PMT | TRANSFORMADOR | PT 19 RE | TRANSFORMADOR MARCA:Astor PT 19 RE | Maxixe |  | Inhambane |  |  | 32,3233309 | -23,8403711 | 315 | 33 | 0,4 | 3Φ | 2017 | Astor | 17-02189 | 1039 | 45 | 1039 | 0 | 0 |  | 45 | 51.95 | 51950 | 987.05 | 2.222% | 21.9344 | 21.9344 | 1017.0656
10141103 | PMT | TRANSFORMADOR | PT 10 RE | TRANSFORMADOR MARCA:Efacec PT 10 RE | Maxixe |  | Inhambane |  |  | 35,3356374 | -23,8388238 | 250 | 33 | 0,4 | 3Φ | 2017 | Efacec | F002282.03 | 991 | 45 | 991 | 0 | 0 |  | 45 | 49.55 | 49550 | 941.45 | 2.222% | 20.9211 | 20.9211 | 970.0789
10141103 | PMT | TRANSFORMADOR | PT 09 RE | TRANSFORMADOR MARCA:Powertech PT 09 RE | Maxixe |  | Inhambane |  |  | 35,3416512 | -23,8455917 | 250 | 33 | 0,4 | 3Φ | 2017 | Powertech | 20954401/01 | 991 | 45 | 991 | 0 | 0 |  | 45 | 49.55 | 49550 | 941.45 | 2.222% | 20.9211 | 20.9211 | 970.0789
10141103 | PMT | TRANSFORMADOR | PT 86 RE | TRANSFORMADOR MARCA:Astor PT 86 RE | Maxixe |  | Inhambane |  |  | 35,2894531 | -23,9337697 | 200 | 33 | 0,4 | 2Φ | 2017 | Astor | 17-12918 | 991 | 45 | 991 | 0 | 0 |  | 45 | 49.55 | 49550 | 941.45 | 2.222% | 20.9211 | 20.9211 | 970.0789
10141103 | PMT | TRANSFORMADOR | PT 69 | TRANSFORMADOR MARCA:Astor PT 69 | Morrumbene |  | Inhambane |  |  | 35,3006629 | -23,4939156 | 32 | 33 | 0.23 | 2Φ | 2017 | Astor | 17-? | 643 | 45 | 643 | 0 | 0 |  | 45 | 32.15 | 32150 | 610.85 | 2.222% | 13.5744 | 13.5744 | 629.4256
10141103 | PMT | TRANSFORMADOR | PT 17 | TRANSFORMADOR MARCA:Astor PT 17 | Morrumbene |  | Inhambane |  |  | 35,2862218 | -23,7896574 | 32 | 33 | 0.23 | 2Φ | 2017 | Astor | 17-12970 | 643 | 45 | 643 | 0 | 0 |  | 45 | 32.15 | 32150 | 610.85 | 2.222% | 13.5744 | 13.5744 | 629.4256
10141103 | PMT | TRANSFORMADOR | PT 217R | TRANSFORMADOR MARCA:Astor PT 217R |  |  | Zimbeto |  |  | 32,596375 | -25,833521 | 315 | 33 | 0.4 | 3Φ | 2017 | Astor | 17-13500 | 1039 | 45 | 1039 | 0 | 0 |  | 45 | 51.95 | 51950 | 987.05 | 2.222% | 21.9344 | 21.9344 | 1017.0656
10141103 | PMT | TRANSFORMADOR | PTS 15 | TRANSFORMADOR MARCA:Actom PTS 15 |  |  | Zavala |  |  | 34,70926 | -24,70610 | 100 | 33 | 0.4 | 3Φ | 2017 | Actom | S0021046 | 763 | 45 | 763 | 0 | 0 |  | 45 | 38.15 | 38150 | 724.85 | 2.222% | 16.1078 | 16.1078 | 746.8922
10141103 | PMT | TRANSFORMADOR | PT 1081R | TRANSFORMADOR MARCA:Astor PT 1081R |  |  | Muhlaze |  |  | 32,5328999 | -25,803191 | 250 | 33 | 0.4 | 3Φ | 2017 | Astor | 17-12989 | 991 | 45 | 991 | 0 | 0 |  | 45 | 49.55 | 49550 | 941.45 | 2.222% | 20.9211 | 20.9211 | 970.0789
10141103 | PMT | TRANSFORMADOR | PT 1068R | TRANSFORMADOR MARCA:Astor PT 1068R |  |  | Muhlaze |  |  | 32,5223251 | -25,795463 | 160 | 33 | 0.4 | 3Φ | 2017 | Astor | 17-13410 | 991 | 45 | 991 | 0 | 0 |  | 45 | 49.55 | 49550 | 941.45 | 2.222% | 20.9211 | 20.9211 | 970.0789
10141103 | PMT | TRANSFORMADOR | PT 1120R | TRANSFORMADOR MARCA:Tranformerdores de Mozambique PT 1120R |  |  | Muhlaze |  |  | 32,5140130 | -25,7931112 | 200 | 33 | 0.4 | 3Φ | 2017 | Tranformerdores de Mozambique | 1201008 | 991 | 45 | 991 | 0 | 0 |  | 45 | 49.55 | 49550 | 941.45 | 2.222% | 20.9211 | 20.9211 | 970.0789
10141103 | PMT | TRANSFORMADOR | PT 1118R | TRANSFORMADOR MARCA:IMEFY PT 1118R |  |  | Muhlaze |  |  | 32,5249101 | -25,8002393 | 160 | 33 | 0.4 | 3Φ | 2017 | IMEFY | 134446 | 991 | 45 | 991 | 0 | 0 |  | 45 | 49.55 | 49550 | 941.45 | 2.222% | 20.9211 | 20.9211 | 970.0789
10141103 | PMT | TRANSFORMADOR | PT 1119R | TRANSFORMADOR MARCA:IMEFY PT 1119R |  |  | Muhlaze |  |  | 32,5206645 | -25,8011724 | 160 | 33 | 0.4 | 3Φ | 2017 | IMEFY | 134447 | 991 | 45 | 991 | 0 | 0 |  | 45 | 49.55 | 49550 | 941.45 | 2.222% | 20.9211 | 20.9211 | 970.0789
10141103 | PMT | TRANSFORMADOR | PT 1115R | TRANSFORMADOR MARCA:Zent Transformers PT 1115R |  |  | Muhlaze |  |  | 32,5337616 | -25,7872597 | 100 | 33 | 0.4 | 3Φ | 2017 | Zent Transformers | T0047T022 | 763 | 45 | 763 | 0 | 0 |  | 45 | 38.15 | 38150 | 724.85 | 2.222% | 16.1078 | 16.1078 | 746.8922
10141103 | PMT | TRANSFORMADOR | PT 1069R | TRANSFORMADOR MARCA:Astor PT 1069R |  |  | Muhlaze |  |  | 32,5181855 | -25,7866167 | 160 | 33 | 0.4 | 3Φ | 2017 | Astor | 17-13398 | 991 | 45 | 991 | 0 | 0 |  | 45 | 49.55 | 49550 | 941.45 | 2.222% | 20.9211 | 20.9211 | 970.0789
10141103 | PMT | TRANSFORMADOR | PT 1117R | TRANSFORMADOR MARCA:Zent Transformers PT 1117R |  |  | Muhlaze |  |  | 32,523299 | -25,773568 | 100 | 33 | 0.4 | 3Φ | 2017 | Zent Transformers | T0047T017 | 763 | 45 | 763 | 0 | 0 |  | 45 | 38.15 | 38150 | 724.85 | 2.222% | 16.1078 | 16.1078 | 746.8922
10141103 | PMT | TRANSFORMADOR | PT 1067 | TRANSFORMADOR MARCA:Zent Transformers PT 1067 |  |  | Muhlaze |  |  | 32,53284 | -25,809009 | 100 | 33 | 0.4 | 3Φ | 2017 | Zent Transformers | T0047T015 | 763 | 45 | 763 | 0 | 0 |  | 45 | 38.15 | 38150 | 724.85 | 2.222% | 16.1078 | 16.1078 | 746.8922
10141103 | PMT | TRANSFORMADOR | PT 570R | TRANSFORMADOR MARCA:Astor PT 570R |  |  | Muhlaze |  |  | 32,517440 | -25,82495 | 315 | 33 | 0.4 | 3Φ | 2017 | Astor | 17-02192 | 1039 | 45 | 1039 | 0 | 0 |  | 45 | 51.95 | 51950 | 987.05 | 2.222% | 21.9344 | 21.9344 | 1017.0656
10141103 | PMT | TRANSFORMADOR | PT Sem | TRANSFORMADOR MARCA:Astor PT Sem |  |  | Muhlaze |  |  | 32,506603 | -25,823602 | 250 | 33 | 0.4 | 3Φ | 2017 | Astor | 17-13014 | 991 | 45 | 991 | 0 | 0 |  | 45 | 49.55 | 49550 | 941.45 | 2.222% | 20.9211 | 20.9211 | 970.0789
10141103 | PMT | TRANSFORMADOR | PT 478R | TRANSFORMADOR MARCA:Astor PT 478R |  |  | Muhlaze |  |  | 32,519174 | -25,838288 | 315 | 33 | 0.4 | 3Φ | 2017 | Astor | 17-13488 | 1039 | 45 | 1039 | 0 | 0 |  | 45 | 51.95 | 51950 | 987.05 | 2.222% | 21.9344 | 21.9344 | 1017.0656
10141103 | PMT | TRANSFORMADOR | PTS 228 | TRANSFORMADOR MARCA:Astor PTS 228 |  |  | MATOLA |  |  | 32,45562 | -25,96672 | 200 | 33 | 0.4 | 3Φ | 2017 | Astor |  | 991 | 45 | 991 | 0 | 0 |  | 45 | 49.55 | 49550 | 941.45 | 2.222% | 20.9211 | 20.9211 | 970.0789
10141103 | PMT | TRANSFORMADOR | PTS 575 | TRANSFORMADOR MARCA:Astor PTS 575 |  |  | MATOLA |  |  | 32,39321 | -25,86713 | 200 | 33 | 0.4 | 3Φ | 2017 | Astor | 17-12922 | 991 | 45 | 991 | 0 | 0 |  | 45 | 49.55 | 49550 | 941.45 | 2.222% | 20.9211 | 20.9211 | 970.0789
10141103 | PMT | TRANSFORMADOR | PTS 482 | TRANSFORMADOR MARCA:Efacec PTS 482 |  |  | MATOLA |  |  | 32,40683 | -25,89192 | 630 | 33 | 0.4 | 3Φ | 2017 | Efacec | F002418.03 | 1200 | 45 | 1200 | 0 | 0 |  | 45 | 60 | 60000 | 1140 | 2.222% | 25.3333 | 25.3333 | 1174.6667
10141103 | PMT | TRANSFORMADOR | PTS 480 | TRANSFORMADOR MARCA:Efacec PTS 480 |  |  | MATOLA |  |  | 32,41484 | -25,89165 | 250 | 33 | 0.4 | 3Φ | 2017 | Efacec | F002242.02 | 991 | 45 | 991 | 0 | 0 |  | 45 | 49.55 | 49550 | 941.45 | 2.222% | 20.9211 | 20.9211 | 970.0789
10141103 | PMT | TRANSFORMADOR | PTS 103 | TRANSFORMADOR MARCA:Astor PTS 103 |  |  | MATOLA |  |  | 32,42566 | -25,89017 | 500 | 33 | 0.4 | 3Φ | 2017 | Astor | 17-13097 | 1200 | 45 | 1200 | 0 | 0 |  | 45 | 60 | 60000 | 1140 | 2.222% | 25.3333 | 25.3333 | 1174.6667
10141103 | PMT | TRANSFORMADOR | PTS 102 | TRANSFORMADOR MARCA: PTS 102 |  |  | MATOLA |  |  | 32,42883 | -25,88974 | 160 | 33 | 0.4 | 3Φ | 2017 |  |  | 991 | 45 | 991 | 0 | 0 |  | 45 | 49.55 | 49550 | 941.45 | 2.222% | 20.9211 | 20.9211 | 970.0789
10141103 | PMT | TRANSFORMADOR | PTS S/N | TRANSFORMADOR MARCA:Astor PTS S/N |  |  | MATOLA |  |  | 32,43282 | -25,98341 | 630 | 33 | 0.4 | 3Φ | 2017 | Astor | 17-13018 | 1200 | 45 | 1200 | 0 | 0 |  | 45 | 60 | 60000 | 1140 | 2.222% | 25.3333 | 25.3333 | 1174.6667
10141103 | PMT | TRANSFORMADOR | PTS 33 | TRANSFORMADOR MARCA:Efacec PTS 33 |  |  | MATOLA |  |  | 32,42559 | -25,99471 | 630 | 33 | 0.4 | 3Φ | 2017 | Efacec |  | 1200 | 45 | 1200 | 0 | 0 |  | 45 | 60 | 60000 | 1140 | 2.222% | 25.3333 | 25.3333 | 1174.6667
10141103 | PMT | TRANSFORMADOR | PT 666 | TRANSFORMADOR MARCA:Astor PT 666 |  |  | Manhica |  |  | 32,8130007 | -25,295388 | 250 | 33 | 0.4 | 3Φ | 2017 | Astor | 17-12988 | 991 | 45 | 991 | 0 | 0 |  | 45 | 49.55 | 49550 | 941.45 | 2.222% | 20.9211 | 20.9211 | 970.0789
10141103 | PMT | TRANSFORMADOR | PT 629 | TRANSFORMADOR MARCA:Actom PT 629 |  |  | Manhica |  |  | 32,750759 | -25,4106287 | 50 | 33 | 0.4 | 3Φ | 2017 | Actom | 50024164 | 643 | 45 | 643 | 0 | 0 |  | 45 | 32.15 | 32150 | 610.85 | 2.222% | 13.5744 | 13.5744 | 629.4256
10141103 | PMT | TRANSFORMADOR | PT 653 | TRANSFORMADOR MARCA:Transforman Bloemfontein PT 653 |  |  | Manhica |  |  | 32,7177805 | -25,430139 | 100 | 33 | 0.4 | 3Φ | 2017 | Transforman Bloemfontein | TB 1611056 | 763 | 45 | 763 | 0 | 0 |  | 45 | 38.15 | 38150 | 724.85 | 2.222% | 16.1078 | 16.1078 | 746.8922
10141103 | PMT | TRANSFORMADOR | PT 386R | TRANSFORMADOR MARCA:Astor PT 386R |  |  | Mageanino |  |  | 32,6496613 | -25,7925992 | 250 | 33 | 0.4 | 3Φ | 2017 | Astor | 17-02128 | 991 | 45 | 991 | 0 | 0 |  | 45 | 49.55 | 49550 | 941.45 | 2.222% | 20.9211 | 20.9211 | 970.0789
10141103 | PMT | TRANSFORMADOR | PT 35R | TRANSFORMADOR MARCA:Astor PT 35R |  |  | Mageanino |  |  | 32,610915 | -25,866522 | 250 | 33 | 0.4 | 3Φ | 2017 | Astor | 17-13006 | 991 | 45 | 991 | 0 | 0 |  | 45 | 49.55 | 49550 | 941.45 | 2.222% | 20.9211 | 20.9211 | 970.0789
10141103 | PMT | TRANSFORMADOR | PTS 29 | TRANSFORMADOR MARCA:Astor PTS 29 |  |  | Inherrime |  |  | 35,17101 | -24,49650 | 50 | 33 | 0.4 | 3Φ | 2017 | Astor | 17-12899 | 643 | 45 | 643 | 0 | 0 |  | 45 | 32.15 | 32150 | 610.85 | 2.222% | 13.5744 | 13.5744 | 629.4256
10141103 | PMT | TRANSFORMADOR | PTS 312 | TRANSFORMADOR MARCA:Astor PTS 312 |  |  | CIDADE DA MATOLA |  |  | 32,459057 | -25,962050 | 250 | 33 | 0.4 | 3Φ | 2017 | Astor | 17-13011 | 991 | 45 | 991 | 0 | 0 |  | 45 | 49.55 | 49550 | 941.45 | 2.222% | 20.9211 | 20.9211 | 970.0789
10141103 | PMT | TRANSFORMADOR | PTS 12 | TRANSFORMADOR MARCA:Efacec PTS 12 |  |  | CIDADE DA MATOLA |  |  | 32,464732 | -25,958536 | 630 | 33 | 0.4 | 3Φ | 2017 | Efacec | F002419.01 | 1200 | 45 | 1200 | 0 | 0 |  | 45 | 60 | 60000 | 1140 | 2.222% | 25.3333 | 25.3333 | 1174.6667
10141103 | PMT | TRANSFORMADOR | PTS 11 | TRANSFORMADOR MARCA:Astor PTS 11 |  |  | CIDADE DA MATOLA |  |  | 32,470899 | -25,965243 | 500 | 33 | 0.4 | 3Φ | 2017 | Astor | 17-02240 | 1200 | 45 | 1200 | 0 | 0 |  | 45 | 60 | 60000 | 1140 | 2.222% | 25.3333 | 25.3333 | 1174.6667
10141103 | PMT | TRANSFORMADOR | PT 400R | TRANSFORMADOR MARCA:Astor PT 400R |  |  | Bukiso |  |  | 32,567886 | -25,7922681 | 315 | 33 | 0.4 | 3Φ | 2017 | Astor | 17-13486 | 1039 | 45 | 1039 | 0 | 0 |  | 45 | 51.95 | 51950 | 987.05 | 2.222% | 21.9344 | 21.9344 | 1017.0656
10141103 | PMT | TRANSFORMADOR | PT 316R | TRANSFORMADOR MARCA:Efacec Transformers PT 316R |  |  | Bukiso |  |  | 32,563394 | -25,776433 | 630 | 33 | 0.4 | 3Φ | 2017 | Efacec Transformers | f002419.02 | 1200 | 45 | 1200 | 0 | 0 |  | 45 | 60 | 60000 | 1140 | 2.222% | 25.3333 | 25.3333 | 1174.6667
10141103 | PMT | TRANSFORMADOR | PT 371R | TRANSFORMADOR MARCA:Astor PT 371R |  |  | Bukiso |  |  | 32,5621063 | -25,765841 | 315 | 33 | 0.4 | 3Φ | 2017 | Astor | 17-13476 | 1039 | 45 | 1039 | 0 | 0 |  | 45 | 51.95 | 51950 | 987.05 | 2.222% | 21.9344 | 21.9344 | 1017.0656
10141103 | PMT | TRANSFORMADOR | PT 367R | TRANSFORMADOR MARCA:Astor PT 367R |  |  | Bukiso |  |  | 32,545316 | -25,747032 | 200 | 33 | 0.4 | 3Φ | 2017 | Astor | 17-01480 | 991 | 45 | 991 | 0 | 0 |  | 45 | 49.55 | 49550 | 941.45 | 2.222% | 20.9211 | 20.9211 | 970.0789
10141103 | PMT | TRANSFORMADOR | PT 389R | TRANSFORMADOR MARCA:Astor PT 389R |  |  | Bukiso |  |  | 32,533090 | -25,738227 | 315 | 33 | 0.4 | 3Φ | 2017 | Astor | 17-13479 | 1039 | 45 | 1039 | 0 | 0 |  | 45 | 51.95 | 51950 | 987.05 | 2.222% | 21.9344 | 21.9344 | 1017.0656
10141103 | PMT | TRANSFORMADOR | PT387R | TRANSFORMADOR MARCA:Astor PT387R |  |  | Bukiso |  |  | 32,548481 | -25,731404 | 315 | 33 | 0.4 | 3Φ | 2017 | Astor | 17-02193 | 1039 | 45 | 1039 | 0 | 0 |  | 45 | 51.95 | 51950 | 987.05 | 2.222% | 21.9344 | 21.9344 | 1017.0656
10141103 | PMT | TRANSFORMADOR | PTS 1063 | TRANSFORMADOR MARCA:Astor PTS 1063 | Rihondza |  | Maputo |  |  | 32,7618629 | -25,4354506 | 32 | 33 | 0,4 | 2Φ | 2017 | Astor | 17-02416 | 643 | 45 | 643 | 0 | 0 |  | 45 | 32.15 | 32150 | 610.85 | 2.222% | 13.5744 | 13.5744 | 629.4256
10141103 | PMT | TRANSFORMADOR | AGXX/PTS0011 | TRANSFORMADOR MARCA:ASTOR AGXX/PTS0011 AGXX/PTS0011 | Povoação de Chipenhe | AGXX/PTS0011 | CHISSANO | Gaza |  | 24º 56.426 | 033º 26.265 | 250 | 33 | 0.4 | 3 | 2017 | ASTOR | 17-02142/2017 | 991 | 45 | 991 | 0 | 0 |  | 45 | 49.55 | 49550 | 941.45 | 2.222% | 20.9211 | 20.9211 | 970.0789
10141103 | PMT | TRANSFORMADOR | AGXX/PTS0016 | TRANSFORMADOR MARCA:ASTOR AGXX/PTS0016 AGXX/PTS0016 | Povoação de Chissano | AGXX/PTS0016 | CHISSANO | Gaza |  | 24º 56.095 | 033º 21.457 | 315 | 33 | 0.4 | 3 | 2017 | ASTOR | 17-02199 | 1039 | 45 | 1039 | 0 | 0 |  | 45 | 51.95 | 51950 | 987.05 | 2.222% | 21.9344 | 21.9344 | 1017.0656
10141103 | PMT | TRANSFORMADOR | AGXX/PTS0340 | TRANSFORMADOR MARCA:ASTOR AGXX/PTS0340 AGXX/PTS0340 | Chilaulene Bairro 2 | AGXX/PTS0340 | DA CIDADE DE XAI-XAI | Gaza |  | 25º 07.885 | 033º 33.441 | 200 | 11 | 0.4 | 3 | 2017 | ASTOR | 17-02220 | 572 | 45 | 572 | 0 | 0 |  | 45 | 28.6 | 28600 | 543.4 | 2.222% | 12.0756 | 12.0756 | 559.9244
10141103 | PMT | TRANSFORMADOR | AGXX/PTS0084 | TRANSFORMADOR MARCA:EFACEC AGXX/PTS0084 AGXX/PTS0084 | Chinunguine zona de Abdul DAF | AGXX/PTS0084 | PRAIA DE XAI-XAI | Gaza |  | 25º 04.889 | 033º 42.106 | 200 | 11 | 0.4 | 3 | 2017 | EFACEC | K002466.02 | 572 | 45 | 572 | 0 | 0 |  | 45 | 28.6 | 28600 | 543.4 | 2.222% | 12.0756 | 12.0756 | 559.9244
10141103 | PMT | TRANSFORMADOR | AGXX/PTS0352 | TRANSFORMADOR MARCA:ASTOR AGXX/PTS0352 AGXX/PTS0352 | Bairro Chinunguine | AGXX/PTS0352 | PRAIA DE XAI-XAI | Gaza |  | 25º 04.861 | 033º 42.765 | 315 | 11 | 0.4 | 3 | 2017 | ASTOR | 17-13111 | 840 | 45 | 840 | 0 | 0 |  | 45 | 42 | 42000 | 798 | 2.222% | 17.7333 | 17.7333 | 822.2667
10141103 | PMT | TRANSFORMADOR | AGCDG/PTS0346 | TRANSFORMADOR MARCA:ASTOR AGCDG/PTS0346 AGCDG/PTS0346 | Chilavene Chidenguele | AGCDG/PTS0346 | GESTÃO - USC DE CHIDENGUELE | Gaza |  | 24º 54.075 | 034º 11.275 | 50 | 33 | 0.4 | 3 | 2017 | ASTOR | 17-12900 | 643 | 45 | 643 | 0 | 0 |  | 45 | 32.15 | 32150 | 610.85 | 2.222% | 13.5744 | 13.5744 | 629.4256
10141103 | PMT | TRANSFORMADOR | AGCDG/PTS0373 | TRANSFORMADOR MARCA:ZENT TRANSFOMERS AGCDG/PTS0373 AGCDG/PTS0373 | Aldeia Nhachombo 1 Chidenguele | AGCDG/PTS0373 | GESTÃO - USC DE CHIDENGUELE | Gaza |  | 24º 54.274 | 034º 08.284 | 100 | 33 | 0.4 | 3 | 2017 | ZENT TRANSFOMERS | T0047T009T | 763 | 45 | 763 | 0 | 0 |  | 45 | 38.15 | 38150 | 724.85 | 2.222% | 16.1078 | 16.1078 | 746.8922
10141103 | PMT | TRANSFORMADOR | AGXX/PTS0157 | TRANSFORMADOR MARCA:ASTOR AGXX/PTS0157 AGXX/PTS0157 | Muhetane Fundo de Fomento p/Habita | AGXX/PTS0157 | Gaza | Gaza |  | 25° 02.203 | 033° 45.662 | 100 | 33 | 0.4 | 3 | 2017 | ASTOR | 17-01446 | 763 | 45 | 763 | 0 | 0 |  | 45 | 38.15 | 38150 | 724.85 | 2.222% | 16.1078 | 16.1078 | 746.8922
10141103 | PMT | TRANSFORMADOR | AGXX/PTS0160 | TRANSFORMADOR MARCA:ASTOR AGXX/PTS0160 AGXX/PTS0160 | Chongoene Senta Bixo Aldeia | AGXX/PTS0160 | Gaza | Gaza |  | 25° 01.250 | 033° 47.979 | 200 | 33 | 0.4 | 3 | 2017 | ASTOR | 17-13419 | 991 | 45 | 991 | 0 | 0 |  | 45 | 49.55 | 49550 | 941.45 | 2.222% | 20.9211 | 20.9211 | 970.0789
10141103 | PMT | TRANSFORMADOR | AGXX/PTS0353 | TRANSFORMADOR MARCA:ASTOR AGXX/PTS0353 AGXX/PTS0353 | Chongoene UP | AGXX/PTS0353 | Gaza | Gaza |  | 25º 01.678 | 33º 47.268 | 100 | 33 | 0.4 | 3 | 2017 | ASTOR | 17-13040 | 763 | 45 | 763 | 0 | 0 |  | 45 | 38.15 | 38150 | 724.85 | 2.222% | 16.1078 | 16.1078 | 746.8922
10141103 | PMT | TRANSFORMADOR | AGXX/PTS0356 | TRANSFORMADOR MARCA:ASTOR AGXX/PTS0356 AGXX/PTS0356 | Bungane Bairro 1 | AGXX/PTS0356 | CHIBUTO / MANJACAZE | Gaza |  | 24º 51.513 | 033º 41.517 | 160 | 33 | 0.4 | 3 | 2017 | ASTOR | 17-13396 | 991 | 45 | 991 | 0 | 0 |  | 45 | 49.55 | 49550 | 941.45 | 2.222% | 20.9211 | 20.9211 | 970.0789
10141103 | PMT | TRANSFORMADOR | AGXX/PTS0360 | TRANSFORMADOR MARCA:ASTOR AGXX/PTS0360 AGXX/PTS0360 | Bungane Bairro 4 | AGXX/PTS0360 | CHIBUTO / MANJACAZE | Gaza |  | 24º 51.224 | 033º 41.049 | 200 | 33 | 0.4 | 3 | 2017 | ASTOR | 17-13426 | 991 | 45 | 991 | 0 | 0 |  | 45 | 49.55 | 49550 | 941.45 | 2.222% | 20.9211 | 20.9211 | 970.0789
10141103 | PMT | TRANSFORMADOR | AGMJC/PTS0344 | TRANSFORMADOR MARCA:FST AGMJC/PTS0344 AGMJC/PTS0344 | Tongasse Manjacaze | AGMJC/PTS0344 | GESTÃO - ZSC DE MANJACAZE | Gaza |  | 24º 41.918 | 033º 49.260 | 200 | 33 | 0.4 | 3 | 2017 | FST | TB1708035 | 991 | 45 | 991 | 0 | 0 |  | 45 | 49.55 | 49550 | 941.45 | 2.222% | 20.9211 | 20.9211 | 970.0789
10141103 | PMT | TRANSFORMADOR | AGMJC/PTS0345 | TRANSFORMADOR MARCA:ASTOR AGMJC/PTS0345 AGMJC/PTS0345 | Aldeia Tavane | AGMJC/PTS0345 | GESTÃO - ZSC DE MANJACAZE | Gaza |  | 24º 36.445 | 034º 02.846 | 160 | 33 | 0.4 | 3 | 2017 | ASTOR | 17-01665 | 991 | 45 | 991 | 0 | 0 |  | 45 | 49.55 | 49550 | 941.45 | 2.222% | 20.9211 | 20.9211 | 970.0789
10141103 | PMT | TRANSFORMADOR |  | TRANSFORMADOR MARCA:PowerTech PEMBA | AGPMB | PEMBA | PEMBA | Ingonane Posto de Saude-02, Tchotchopue |  | 12°57.316' | 40° 30.225' | 160 | 11 | 0.4 | 3 | 2017 | PowerTech | 10828101/08 | 572 | 45 | 572 | 0 | 0 |  | 45 | 28.6 | 28600 | 543.4 | 2.222% | 12.0756 | 12.0756 | 559.9244
10141103 | PMT | TRANSFORMADOR |  | TRANSFORMADOR MARCA:PowerTech PEMBA | AGPMB | PEMBA | PEMBA | Ingonane Posto de Saude-03, Sede do Bairro |  | 12°57.287' | 40° 30.047' | 100 | 11 | 0.4 | 3 | 2017 | PowerTech | 10828101/07 | 445 | 45 | 445 | 0 | 0 |  | 45 | 22.25 | 22250 | 422.75 | 2.222% | 9.3944 | 9.3944 | 435.6056
10141103 | PMT | TRANSFORMADOR |  | TRANSFORMADOR MARCA:PowerTech PEMBA | AGPMB | PEMBA | PEMBA | Rádio Mocambique |  | 12°57.778' | 40° 30.307' | 100 | 11 | 0.4 | 3 | 2017 | PowerTech | 20865201/05 | 445 | 45 | 445 | 0 | 0 |  | 45 | 22.25 | 22250 | 422.75 | 2.222% | 9.3944 | 9.3944 | 435.6056
10141103 | PMT | TRANSFORMADOR |  | TRANSFORMADOR MARCA:PowerTech PEMBA | AGPMB | PEMBA | PEMBA | Namavi, Ponteca |  | 12°57.608' | 40° 30.729' | 100 | 11 | 0.4 | 3 | 2017 | PowerTech | 20930601/01 | 445 | 45 | 445 | 0 | 0 |  | 45 | 22.25 | 22250 | 422.75 | 2.222% | 9.3944 | 9.3944 | 435.6056
10141103 | PMT | TRANSFORMADOR |  | TRANSFORMADOR MARCA:Fuji Tusco PEMBA | AGPMB | PEMBA | PEMBA | Antenas do aeroporto |  | 12°57.463' | 40° 30.450' | 160 | 11 | 0.4 | 3 | 2017 | Fuji Tusco | 591321 | 572 | 45 | 572 | 0 | 0 |  | 45 | 28.6 | 28600 | 543.4 | 2.222% | 12.0756 | 12.0756 | 559.9244
10141103 | PMT | TRANSFORMADOR |  | TRANSFORMADOR MARCA:TM PEMBA | AGPMB | PEMBA | PEMBA | Igreja Universal, Samuel Natite |  | 12°58.095' | 40° 30.924' | 100 | 11 | 0.4 | 3 | 2017 | TM | 873994 | 445 | 45 | 445 | 0 | 0 |  | 45 | 22.25 | 22250 | 422.75 | 2.222% | 9.3944 | 9.3944 | 435.6056
10141103 | PMT | TRANSFORMADOR |  | TRANSFORMADOR MARCA:PowerTech PEMBA | AGPMB | PEMBA | PEMBA | Chulani |  | 12°58.382' | 40° 31.114' | 160 | 33 | 0.4 | 3 | 2017 | PowerTech | 20930601/03 | 991 | 45 | 991 | 0 | 0 |  | 45 | 49.55 | 49550 | 941.45 | 2.222% | 20.9211 | 20.9211 | 970.0789
10141103 | PMT | TRANSFORMADOR |  | TRANSFORMADOR MARCA:Fuji Tusco PEMBA | AGPMB | PEMBA | PEMBA | Mula |  | 12°58.567' | 40° 32.088' | 160 | 33 | 0.4 | 3 | 2017 | Fuji Tusco | 591297 | 991 | 45 | 991 | 0 | 0 |  | 45 | 49.55 | 49550 | 941.45 | 2.222% | 20.9211 | 20.9211 | 970.0789
10141103 | PMT | TRANSFORMADOR |  | TRANSFORMADOR MARCA:Deslocado PEMBA | AGPMB | PEMBA | PEMBA | Casa da Cultura |  | 12°58.915' | 40° 32.379v | 100 | 33 | 0.4 | 3 | 2017 | Deslocado | Deslocado | 763 | 45 | 763 | 0 | 0 |  | 45 | 38.15 | 38150 | 724.85 | 2.222% | 16.1078 | 16.1078 | 746.8922
10141103 | PMT | TRANSFORMADOR |  | TRANSFORMADOR MARCA:Fuji Tusco PEMBA | AGPMB | PEMBA | PEMBA | Ruben (EDAP) |  | 12°59.727' | 40° 31.420' | 100 | 33 | 0.4 | 3 | 2017 | Fuji Tusco | 591308 | 763 | 45 | 763 | 0 | 0 |  | 45 | 38.15 | 38150 | 724.85 | 2.222% | 16.1078 | 16.1078 | 746.8922
10141103 | PMT | TRANSFORMADOR |  | TRANSFORMADOR MARCA:Fuji Tusco PEMBA | AGPMB | PEMBA | PEMBA | Josina Machel (Yran EDAP) |  | 12°58.829' | 40° 31.571v | 100 | 33 | 0.4 | 3 | 2017 | Fuji Tusco | 591296 | 763 | 45 | 763 | 0 | 0 |  | 45 | 38.15 | 38150 | 724.85 | 2.222% | 16.1078 | 16.1078 | 746.8922
10141103 | PMT | TRANSFORMADOR |  | TRANSFORMADOR MARCA:Deslocado PEMBA | AGPMB | PEMBA | PEMBA | Agricultura (EDAP) |  | 12°59.537' | 40° 32.462 | 100 | 33 | 0.4 | 3 | 2017 | Deslocado | Deslocado | 763 | 45 | 763 | 0 | 0 |  | 45 | 38.15 | 38150 | 724.85 | 2.222% | 16.1078 | 16.1078 | 746.8922
10141103 | PMT | TRANSFORMADOR |  | TRANSFORMADOR MARCA:Fuji Tusco PEMBA | AGPMB | PEMBA | PEMBA | Alto Gingone - Feira (Novo Mercado) |  | 13°00.322' | 40° 32.241 | 100 | 33 | 0.4 | 3 | 2017 | Fuji Tusco | 591287 | 763 | 45 | 763 | 0 | 0 |  | 45 | 38.15 | 38150 | 724.85 | 2.222% | 16.1078 | 16.1078 | 746.8922
10141103 | PMT | TRANSFORMADOR |  | TRANSFORMADOR MARCA:Fuji Tusco PEMBA | AGPMB | PEMBA | PEMBA | Alto Gingone - Feira (Novo Mercado) |  | 13°00.016' | 40° 33.038' | 100 | 33 | 0.4 | 3 | 2017 | Fuji Tusco | 591288 | 763 | 45 | 763 | 0 | 0 |  | 45 | 38.15 | 38150 | 724.85 | 2.222% | 16.1078 | 16.1078 | 746.8922
10141103 | PMT | TRANSFORMADOR |  | TRANSFORMADOR MARCA:Fuji Tusco PEMBA | AGPMB | PEMBA | PEMBA | Alto Gingone - Escritorio |  | 13°00.275' | 40° 32.672' | 100 | 33 | 0.4 | 3 | 2017 | Fuji Tusco | 591289 | 763 | 45 | 763 | 0 | 0 |  | 45 | 38.15 | 38150 | 724.85 | 2.222% | 16.1078 | 16.1078 | 746.8922
10141103 | PMT | TRANSFORMADOR |  | TRANSFORMADOR MARCA:PowerTech PEMBA | AGPMB | PEMBA | PEMBA | Nova Feira (Natelis EDAP) |  | 12°59.794' | 40° 32.161' | 50 | 33 | 0.4 | 3 | 2017 | PowerTech | 10828802/02 | 643 | 45 | 643 | 0 | 0 |  | 45 | 32.15 | 32150 | 610.85 | 2.222% | 13.5744 | 13.5744 | 629.4256
10141103 | PMT | TRANSFORMADOR |  | TRANSFORMADOR MARCA:PowerTech PEMBA | AGPMB | PEMBA | PEMBA | Nova Feira (EDAP) |  | 12°59.686' | 40° 32.142' | 50 | 33 | 0.4 | 3 | 2017 | PowerTech | 10828801/09 | 643 | 45 | 643 | 0 | 0 |  | 45 | 32.15 | 32150 | 610.85 | 2.222% | 13.5744 | 13.5744 | 629.4256
10141103 | PMT | TRANSFORMADOR |  | TRANSFORMADOR MARCA:PowerTech PEMBA | AGPMB | PEMBA | PEMBA | Fazenda 1 |  | 13°01.219' | 40° 31.968' | 160 | 33 | 0.4 | 3 | 2017 | PowerTech | 20865401/05 | 991 | 45 | 991 | 0 | 0 |  | 45 | 49.55 | 49550 | 941.45 | 2.222% | 20.9211 | 20.9211 | 970.0789
10141103 | PMT | TRANSFORMADOR |  | TRANSFORMADOR MARCA:Fuji Tusco PEMBA | AGPMB | PEMBA | PEMBA | Fazenda 2 (Atras do BIM) |  | 13°01.001' | 40° 31.859' | 100 | 33 | 0.4 | 3 | 2017 | Fuji Tusco | 591312 | 763 | 45 | 763 | 0 | 0 |  | 45 | 38.15 | 38150 | 724.85 | 2.222% | 16.1078 | 16.1078 | 746.8922
10141103 | PMT | TRANSFORMADOR |  | TRANSFORMADOR MARCA:Deslocado PEMBA | AGPMB | PEMBA | PEMBA | Mahate-1 |  | 13°01.412' | 40° 31.871' | 200 | 33 | 0.4 | 3 | 2017 | Deslocado | Deslocado | 991 | 45 | 991 | 0 | 0 |  | 45 | 49.55 | 49550 | 941.45 | 2.222% | 20.9211 | 20.9211 | 970.0789
10141103 | PMT | TRANSFORMADOR |  | TRANSFORMADOR MARCA:PowerTech PEMBA | AGPMB | PEMBA | PEMBA | Mahate-2 |  | 13°00.791' | 40° 32.296' | 100 | 33 | 0.4 | 3 | 2017 | PowerTech | 20820601/02 | 763 | 45 | 763 | 0 | 0 |  | 45 | 38.15 | 38150 | 724.85 | 2.222% | 16.1078 | 16.1078 | 746.8922
10141103 | PMT | TRANSFORMADOR |  | TRANSFORMADOR MARCA:Fuji Tusco PEMBA | AGPMB | PEMBA | PEMBA | Mahate-3 |  | 13°03.392' | 40° 31.615' | 160 | 33 | 0.4 | 3 | 2017 | Fuji Tusco | 591307 | 991 | 45 | 991 | 0 | 0 |  | 45 | 49.55 | 49550 | 941.45 | 2.222% | 20.9211 | 20.9211 | 970.0789
10141103 | PMT | TRANSFORMADOR |  | TRANSFORMADOR MARCA:Astor PEMBA | AGPMB | PEMBA | PEMBA | Mahate B |  | 13°03.632' | 40° 31.514' | 100 | 33 | 0.4 | 3 | 2017 | Astor | 17-014440 | 763 | 45 | 763 | 0 | 0 |  | 45 | 38.15 | 38150 | 724.85 | 2.222% | 16.1078 | 16.1078 | 746.8922
10141103 | PMT | TRANSFORMADOR |  | TRANSFORMADOR MARCA:Deslocado PEMBA | AGPMB | PEMBA | PEMBA | Muxara Norte 1 |  | 665373 | 8555682 | 100 | 33 | 0.4 | 3 | 2017 | Deslocado | Deslocado | 763 | 45 | 763 | 0 | 0 |  | 45 | 38.15 | 38150 | 724.85 | 2.222% | 16.1078 | 16.1078 | 746.8922
10141103 | PMT | TRANSFORMADOR |  | TRANSFORMADOR MARCA:Deslocado PEMBA | AGPMB | PEMBA | PEMBA | Muxara Norte 2 |  | 13°04.013' | 40° 31.269' | 100 | 33 | 0.4 | 3 | 2017 | Deslocado | Deslocado | 763 | 45 | 763 | 0 | 0 |  | 45 | 38.15 | 38150 | 724.85 | 2.222% | 16.1078 | 16.1078 | 746.8922
10141103 | PMT | TRANSFORMADOR |  | TRANSFORMADOR MARCA:Fuji Tusco PEMBA | AGPMB | PEMBA | PEMBA | Muxara Sul |  | 12°58.356' | 40° 32.715' | 100 | 33 | 0.4 | 3 | 2017 | Fuji Tusco | 591309 | 763 | 45 | 763 | 0 | 0 |  | 45 | 38.15 | 38150 | 724.85 | 2.222% | 16.1078 | 16.1078 | 746.8922
10141103 | PMT | TRANSFORMADOR |  | TRANSFORMADOR MARCA:PowerTech PEMBA | AGPMB | PEMBA | PEMBA | Ambraia (EDA) 1 |  | 12°59.287' | 40° 33.555' | 100 | 33 | 0.4 | 3 | 2017 | PowerTech | 20865801/03 | 763 | 45 | 763 | 0 | 0 |  | 45 | 38.15 | 38150 | 724.85 | 2.222% | 16.1078 | 16.1078 | 746.8922
10141103 | PMT | TRANSFORMADOR |  | TRANSFORMADOR MARCA:Fuji Tusco PEMBA | AGPMB | PEMBA | PEMBA | Ambraia (EDA) 2 |  | 12°59.125' | 40° 33.518' | 160 | 33 | 0.4 | 3 | 2017 | Fuji Tusco | 591310 | 991 | 45 | 991 | 0 | 0 |  | 45 | 49.55 | 49550 | 941.45 | 2.222% | 20.9211 | 20.9211 | 970.0789
10141103 | PMT | TRANSFORMADOR |  | TRANSFORMADOR MARCA:Fuji Tusco PEMBA | AGPMB | PEMBA | PEMBA | Ambraia (EDA) 3 |  | 12°59.001' | 40° 33.175' | 160 | 33 | 0.4 | 3 | 2017 | Fuji Tusco | 591314 | 991 | 45 | 991 | 0 | 0 |  | 45 | 49.55 | 49550 | 941.45 | 2.222% | 20.9211 | 20.9211 | 970.0789
10141103 | PMT | TRANSFORMADOR |  | TRANSFORMADOR MARCA:Fuji Tusco PEMBA | AGPMB | PEMBA | PEMBA | Ambraia Serralharia(EDA) 4 |  | 12°58.069' | 40° 35.053' | 100 | 33 | 0.4 | 3 | 2017 | Fuji Tusco | 591289 | 763 | 45 | 763 | 0 | 0 |  | 45 | 38.15 | 38150 | 724.85 | 2.222% | 16.1078 | 16.1078 | 746.8922
10141103 | PMT | TRANSFORMADOR |  | TRANSFORMADOR MARCA:PowerTech PEMBA | AGPMB | PEMBA | PEMBA | Farol |  | 12°58.623' | 40° 35.021' | 160 | 33 | 0.4 | 3 | 2017 | PowerTech | 20930601/02 | 991 | 45 | 991 | 0 | 0 |  | 45 | 49.55 | 49550 | 941.45 | 2.222% | 20.9211 | 20.9211 | 970.0789
10141103 | PMT | TRANSFORMADOR |  | TRANSFORMADOR MARCA:Fuji Tusco PEMBA | AGPMB | PEMBA | PEMBA | Eduardo Mondlane - Farol-1 |  | 12°58.119' | 40° 34.488' | 100 | 33 | 0.4 | 3 | 2017 | Fuji Tusco | 591278 | 763 | 45 | 763 | 0 | 0 |  | 45 | 38.15 | 38150 | 724.85 | 2.222% | 16.1078 | 16.1078 | 746.8922
10141103 | PMT | TRANSFORMADOR |  | TRANSFORMADOR MARCA:Fuji Tusco PEMBA | AGPMB | PEMBA | PEMBA | Eduardo Mondlane - Farol-2 |  | 12°58.537' | 40° 34.171' | 100 | 33 | 0.4 | 3 | 2017 | Fuji Tusco | 591292 | 763 | 45 | 763 | 0 | 0 |  | 45 | 38.15 | 38150 | 724.85 | 2.222% | 16.1078 | 16.1078 | 746.8922
10141103 | PMT | TRANSFORMADOR |  | TRANSFORMADOR MARCA:Fuji Tusco PEMBA | AGPMB | PEMBA | PEMBA | Chuiba (UP I - Projecto EDAP) |  | 12°59.580' | 40° 33.739' | 100 | 33 | 0.4 | 3 | 2017 | Fuji Tusco | 591283 | 763 | 45 | 763 | 0 | 0 |  | 45 | 38.15 | 38150 | 724.85 | 2.222% | 16.1078 | 16.1078 | 746.8922
10141103 | PMT | TRANSFORMADOR |  | TRANSFORMADOR MARCA:Fuji Tusco PEMBA | AGPMB | PEMBA | PEMBA | Chuiba (UP II - Projecto EDAP) |  | 13°00,138' | 40° 34.008' | 100 | 33 | 0.4 | 3 | 2017 | Fuji Tusco | 591299 | 763 | 45 | 763 | 0 | 0 |  | 45 | 38.15 | 38150 | 724.85 | 2.222% | 16.1078 | 16.1078 | 746.8922
10141103 | PMT | TRANSFORMADOR |  | TRANSFORMADOR MARCA:PowerTech PEMBA | AGPMB | PEMBA | PEMBA | Chuiba Expansao II - Projecto EDAP |  | 13°00.032' | 40° 34.199' | 50 | 33 | 0.4 | 3 | 2017 | PowerTech | 10828601/09 | 643 | 45 | 643 | 0 | 0 |  | 45 | 32.15 | 32150 | 610.85 | 2.222% | 13.5744 | 13.5744 | 629.4256
10141103 | PMT | TRANSFORMADOR |  | TRANSFORMADOR MARCA:PowerTech PEMBA | AGPMB | PEMBA | PEMBA | Chuiba Expansao I - Projecto EDAP |  | 13°00.888' | 40° 34.116' | 100 | 33 | 0.4 | 3 | 2017 | PowerTech | 10828602/02 | 763 | 45 | 763 | 0 | 0 |  | 45 | 38.15 | 38150 | 724.85 | 2.222% | 16.1078 | 16.1078 | 746.8922
10141103 | PMT | TRANSFORMADOR |  | TRANSFORMADOR MARCA:Fuji Tusco PEMBA | AGPMB | PEMBA | PEMBA | Chuiba Expansao - Projecto EDAP |  | 12°58.191' | 40° 34.488' | 100 | 33 | 0.4 | 3 | 2017 | Fuji Tusco | 591294 | 763 | 45 | 763 | 0 | 0 |  | 45 | 38.15 | 38150 | 724.85 | 2.222% | 16.1078 | 16.1078 | 746.8922
10141103 | PMT | TRANSFORMADOR |  | TRANSFORMADOR MARCA:PowerTech PEMBA | AGPMB | PEMBA | PEMBA | Unilurio EDAP 1 |  | 12°58,160' | 40° 33.894' | 100 | 33 | 0.4 | 3 | 2017 | PowerTech | 10828801/06 | 763 | 45 | 763 | 0 | 0 |  | 45 | 38.15 | 38150 | 724.85 | 2.222% | 16.1078 | 16.1078 | 746.8922
10141103 | PMT | TRANSFORMADOR |  | TRANSFORMADOR MARCA:Fuji Tusco PEMBA | AGPMB | PEMBA | PEMBA | Unilurio EDAP 2 |  | 12°58.613' | 40° 33.880' | 100 | 33 | 0.4 | 3 | 2017 | Fuji Tusco | 591301 | 763 | 45 | 763 | 0 | 0 |  | 45 | 38.15 | 38150 | 724.85 | 2.222% | 16.1078 | 16.1078 | 746.8922
10141103 | PMT | TRANSFORMADOR |  | TRANSFORMADOR MARCA:Fuji Tusco PEMBA | AGPMB | PEMBA | PEMBA | Unilurio EDAP 3 |  | 12°58.843' | 40° 33.997' | 100 | 33 | 0.4 | 3 | 2017 | Fuji Tusco | 591303 | 763 | 45 | 763 | 0 | 0 |  | 45 | 38.15 | 38150 | 724.85 | 2.222% | 16.1078 | 16.1078 | 746.8922
10141103 | PMT | TRANSFORMADOR |  | TRANSFORMADOR MARCA:Fuji Tusco PEMBA | AGPMB | PEMBA | PEMBA | Unilurio Marinhganha EDAP |  | 12°58.743' | 40° 33.767' | 100 | 33 | 0.4 | 3 | 2017 | Fuji Tusco | 591290 | 763 | 45 | 763 | 0 | 0 |  | 45 | 38.15 | 38150 | 724.85 | 2.222% | 16.1078 | 16.1078 | 746.8922
10141103 | PMT | TRANSFORMADOR |  | TRANSFORMADOR MARCA:TM PEMBA | AGPMB | PEMBA | METUGE | Mieze |  | 13°06.313' | 40° 27.222' | 315 | 33 | 0.4 | 3 | 2017 | TM | 895574 | 1039 | 45 | 1039 | 0 | 0 |  | 45 | 51.95 | 51950 | 987.05 | 2.222% | 21.9344 | 21.9344 | 1017.0656
10141103 | PMT | TRANSFORMADOR |  | TRANSFORMADOR MARCA:PowerTech PEMBA | AGPMB | PEMBA | METUGE | Mieze Posto - Liberdade |  | 13°06.578' | 40° 27.236' | 50 | 33 | 0.4 | 3 | 2017 | PowerTech | 10828801/01 | 643 | 45 | 643 | 0 | 0 |  | 45 | 32.15 | 32150 | 610.85 | 2.222% | 13.5744 | 13.5744 | 629.4256
10141103 | PMT | TRANSFORMADOR |  | TRANSFORMADOR MARCA:PowerTech PEMBA | AGPMB | PEMBA | METUGE | Napai |  | 13°06.215' | 40° 27.399' | 100 | 33 | 0.4 | 3 | 2017 | PowerTech | 10828910/01 | 763 | 45 | 763 | 0 | 0 |  | 45 | 38.15 | 38150 | 724.85 | 2.222% | 16.1078 | 16.1078 | 746.8922
10141103 | PMT | TRANSFORMADOR |  | TRANSFORMADOR MARCA:PowerTech PEMBA | AGPMB | PEMBA | METUGE | Murtua 2 |  | 13°05.991' | 40° 27.221' | 100 | 33 | 0.4 | 3 | 2017 | PowerTech | 10828204/02 | 763 | 45 | 763 | 0 | 0 |  | 45 | 38.15 | 38150 | 724.85 | 2.222% | 16.1078 | 16.1078 | 746.8922
10141103 | PMT | TRANSFORMADOR |  | TRANSFORMADOR MARCA:PowerTech PEMBA | AGPMB | PEMBA | METUGE | Nacaca |  | 13°06.300' | 40° 26.986' | 100 | 33 | 0.4 | 3 | 2017 | PowerTech | 10828302/10 | 763 | 45 | 763 | 0 | 0 |  | 45 | 38.15 | 38150 | 724.85 | 2.222% | 16.1078 | 16.1078 | 746.8922
10141103 | PMT | TRANSFORMADOR |  | TRANSFORMADOR MARCA:PowerTech PEMBA | AGPMB | PEMBA | METUGE | Murtua 1 |  | 13°06.097' | 40° 26.940' | 50 | 33 | 0.4 | 3 | 2017 | PowerTech | 10828301/05 | 643 | 45 | 643 | 0 | 0 |  | 45 | 32.15 | 32150 | 610.85 | 2.222% | 13.5744 | 13.5744 | 629.4256
10141103 | PMT | TRANSFORMADOR |  | TRANSFORMADOR MARCA:PowerTech PEMBA | AGPMB | PEMBA | METUGE | Murtua 2 |  | 13°05.847' | 40° 27.326' | 50 | 33 | 0.4 | 3 | 2017 | PowerTech | 10826601/02 | 643 | 45 | 643 | 0 | 0 |  | 45 | 32.15 | 32150 | 610.85 | 2.222% | 13.5744 | 13.5744 | 629.4256
10141103 | PMT | TRANSFORMADOR |  | TRANSFORMADOR MARCA:ALSTOM PEMBA | AGPMB | PEMBA | METUGE | Igreja de Mieze |  | 13°06.319' | 40° 26.752' | 16 | 33 | 0.4 | 3 | 2017 | ALSTOM | RTET 15567 | 643 | 45 | 643 | 0 | 0 |  | 45 | 32.15 | 32150 | 610.85 | 2.222% | 13.5744 | 13.5744 | 629.4256
10141103 | PMT | TRANSFORMADOR |  | TRANSFORMADOR MARCA:DPM PEMBA | AGPMB | PEMBA | METUGE | Cruzamento de Metuge |  | 13°04.267' | 40° 26.643' | 50 | 33 | 0.4 | 3 | 2017 | DPM | 10618401/09 | 643 | 45 | 643 | 0 | 0 |  | 45 | 32.15 | 32150 | 610.85 | 2.222% | 13.5744 | 13.5744 | 629.4256
10141103 | PMT | TRANSFORMADOR |  | TRANSFORMADOR MARCA:PowerTech PEMBA | AGPMB | PEMBA | METUGE | Nangua Mesquita |  | 13°00.589' | 40° 23.379' | 100 | 33 | 0.4 | 3 | 2017 | PowerTech | 10828302/06 | 763 | 45 | 763 | 0 | 0 |  | 45 | 38.15 | 38150 | 724.85 | 2.222% | 16.1078 | 16.1078 | 746.8922
10141103 | PMT | TRANSFORMADOR |  | TRANSFORMADOR MARCA:PowerTech PEMBA | AGPMB | PEMBA | METUGE | Nangua Primeiro |  | 13°00.349' | 40° 23.221' | 100 | 33 | 0.4 | 3 | 2017 | PowerTech | 10828702/03 | 763 | 45 | 763 | 0 | 0 |  | 45 | 38.15 | 38150 | 724.85 | 2.222% | 16.1078 | 16.1078 | 746.8922
10141103 | PMT | TRANSFORMADOR |  | TRANSFORMADOR MARCA:POWER ENGINNERS PEMBA | AGPMB | PEMBA | METUGE | Namuapala |  | 12°59.698' | 40° 23.123' | 100 | 33 | 0.4 | 3 | 2017 | POWER ENGINNERS | 10391005/09 | 763 | 45 | 763 | 0 | 0 |  | 45 | 38.15 | 38150 | 724.85 | 2.222% | 16.1078 | 16.1078 | 746.8922
10141103 | PMT | TRANSFORMADOR |  | TRANSFORMADOR MARCA:POWER ENGINNERS PEMBA | AGPMB | PEMBA | METUGE | Centro de Formação Agrario |  | 13°59.857' | 40° 23.268' | 50 | 33 | 0.4 | 3 | 2017 | POWER ENGINNERS | 10391005/10 | 643 | 45 | 643 | 0 | 0 |  | 45 | 32.15 | 32150 | 610.85 | 2.222% | 13.5744 | 13.5744 | 629.4256
10141103 | PMT | TRANSFORMADOR |  | TRANSFORMADOR MARCA:PowerTech PEMBA | AGPMB | PEMBA | METUGE | Metuge Vila Manona |  | 12°58.518' | 40° 23.027' | 160 | 33 | 0.4 | 3 | 2017 | PowerTech | 10828304/05 | 991 | 45 | 991 | 0 | 0 |  | 45 | 49.55 | 49550 | 941.45 | 2.222% | 20.9211 | 20.9211 | 970.0789
10141103 | PMT | TRANSFORMADOR |  | TRANSFORMADOR MARCA:TM PEMBA | AGPMB | PEMBA | METUGE | Metuge Vila |  | 13°58.434' | 40° 23.462' | 315 | 33 | 0.4 | 3 | 2017 | TM | 5186886 | 1039 | 45 | 1039 | 0 | 0 |  | 45 | 51.95 | 51950 | 987.05 | 2.222% | 21.9344 | 21.9344 | 1017.0656
10141103 | PMT | TRANSFORMADOR |  | TRANSFORMADOR MARCA:PowerTech PEMBA | AGPMB | PEMBA | METUGE | Metuge Vila Aldeia 25 de Junho |  | 12°58.059' | 40° 22.189' | 100 | 33 | 0.4 | 3 | 2017 | PowerTech | 10828301/03 | 763 | 45 | 763 | 0 | 0 |  | 45 | 38.15 | 38150 | 724.85 | 2.222% | 16.1078 | 16.1078 | 746.8922
10141103 | PMT | TRANSFORMADOR |  | TRANSFORMADOR MARCA:Fuji Tusco PEMBA | AGPMB | PEMBA | METUGE | Taratara - Metuge Norte-01 |  | 12°57.526' | 40° 18.501' | 100 | 33 | 0.4 | 3 | 2017 | Fuji Tusco | 591304 | 763 | 45 | 763 | 0 | 0 |  | 45 | 38.15 | 38150 | 724.85 | 2.222% | 16.1078 | 16.1078 | 746.8922
10141103 | PMT | TRANSFORMADOR |  | TRANSFORMADOR MARCA:Fuji Tusco PEMBA | AGPMB | PEMBA | METUGE | Taratara - Metuge Norte-02 |  | 12°56.140' | 40° 21.192' | 100 | 33 | 0.4 | 3 | 2017 | Fuji Tusco | 591300 | 763 | 45 | 763 | 0 | 0 |  | 45 | 38.15 | 38150 | 724.85 | 2.222% | 16.1078 | 16.1078 | 746.8922
10141103 | PMT | TRANSFORMADOR |  | TRANSFORMADOR MARCA:PowerTech PEMBA | AGPMB | PEMBA | METUGE | Metuge Taratara Sul 2 |  | 12°59.088' | 40° 20.037' | 100 | 33 | 0.4 | 3 | 2017 | PowerTech | 10828302/04 | 763 | 45 | 763 | 0 | 0 |  | 45 | 38.15 | 38150 | 724.85 | 2.222% | 16.1078 | 16.1078 | 746.8922
10141103 | PMT | TRANSFORMADOR |  | TRANSFORMADOR MARCA:PowerTech PEMBA | AGPMB | PEMBA | METUGE | Metuge Taratara Sul 1 |  | 12°56.170' | 40° 21.272' | 50 | 33 | 0.4 | 3 | 2017 | PowerTech | 10828801/05 | 643 | 45 | 643 | 0 | 0 |  | 45 | 32.15 | 32150 | 610.85 | 2.222% | 13.5744 | 13.5744 | 629.4256
10141103 | PMT | TRANSFORMADOR |  | TRANSFORMADOR MARCA:PowerTech PEMBA | AGPMB | PEMBA | METUGE | Metuge Vila Bairro |  | 13°58.488' | 40° 23.715' | 100 | 33 | 0.4 | 3 | 2017 | PowerTech | 10828302/03 | 763 | 45 | 763 | 0 | 0 |  | 45 | 38.15 | 38150 | 724.85 | 2.222% | 16.1078 | 16.1078 | 746.8922
10141103 | PMT | TRANSFORMADOR |  | TRANSFORMADOR MARCA:PowerTech PEMBA | AGPMB | PEMBA | METUGE | Metuge Vila Bandar |  | 13°58.516' | 40° 23.948' | 100 | 33 | 0.4 | 3 | 2017 | PowerTech | 10828302/01 | 763 | 45 | 763 | 0 | 0 |  | 45 | 38.15 | 38150 | 724.85 | 2.222% | 16.1078 | 16.1078 | 746.8922
10141103 | PMT | TRANSFORMADOR |  | TRANSFORMADOR MARCA:PowerTech PEMBA | AGPMB | PEMBA | MURREBUE | Sicura B |  | 667543.756 | 8565017.21 | 160 | 33 | 0.4 | 3 | 2017 | PowerTech | 20930602/04 | 991 | 45 | 991 | 0 | 0 |  | 45 | 49.55 | 49550 | 941.45 | 2.222% | 20.9211 | 20.9211 | 970.0789
10141103 | PMT | TRANSFORMADOR |  | TRANSFORMADOR MARCA:PowerTech PEMBA | AGPMB | PEMBA | MURREBUE | Sicura B |  | 667582.454 | 8565011.776 | 100 | 33 | 0.4 | 3 | 2017 | PowerTech | 10829302/12 | 763 | 45 | 763 | 0 | 0 |  | 45 | 38.15 | 38150 | 724.85 | 2.222% | 16.1078 | 16.1078 | 746.8922
10141103 | PMT | TRANSFORMADOR |  | TRANSFORMADOR MARCA:DPM PEMBA | AGPMB | PEMBA | MURREBUE | Sicura B |  | 13°07.184' | 40° 32.669' | 100 | 33 | 0.4 | 3 | 2017 | DPM | 10657401/08 | 763 | 45 | 763 | 0 | 0 |  | 45 | 38.15 | 38150 | 724.85 | 2.222% | 16.1078 | 16.1078 | 746.8922
10141103 | PMT | TRANSFORMADOR |  | TRANSFORMADOR MARCA:DPM PEMBA | AGPMB | PEMBA | MURREBUE | Sicura A |  | 13°07.583' | 40° 32.729' | 100 | 33 | 0.4 | 3 | 2017 | DPM | 10625601/06 | 763 | 45 | 763 | 0 | 0 |  | 45 | 38.15 | 38150 | 724.85 | 2.222% | 16.1078 | 16.1078 | 746.8922
10141103 | PMT | TRANSFORMADOR |  | TRANSFORMADOR MARCA:PowerTech PEMBA | AGPMB | PEMBA | MURREBUE | Sicura A |  | 667543.756 | 8565017.21 | 100 | 33 | 0.4 | 3 | 2017 | PowerTech | 10828901/06 | 763 | 45 | 763 | 0 | 0 |  | 45 | 38.15 | 38150 | 724.85 | 2.222% | 16.1078 | 16.1078 | 746.8922
10141103 | PMT | TRANSFORMADOR |  | TRANSFORMADOR MARCA:PowerTech PEMBA | AGPMB | PEMBA | MURREBUE | Sicura A |  | 667582.454 | 8565011.776 | 100 | 33 | 0.4 | 3 | 2017 | PowerTech | 10828303/09 | 763 | 45 | 763 | 0 | 0 |  | 45 | 38.15 | 38150 | 724.85 | 2.222% | 16.1078 | 16.1078 | 746.8922
10141103 | PMT | TRANSFORMADOR |  | TRANSFORMADOR MARCA:TUSCO TRAFO PEMBA | AGPMB | PEMBA | MURREBUE | Murrebue Sede |  | 13°08.065' | 40° 32.924' | 50 | 33 | 0.4 | 3 | 2017 | TUSCO TRAFO | 496297 | 643 | 45 | 643 | 0 | 0 |  | 45 | 32.15 | 32150 | 610.85 | 2.222% | 13.5744 | 13.5744 | 629.4256
10141103 | PMT | TRANSFORMADOR |  | TRANSFORMADOR MARCA:PowerTech PEMBA | AGPMB | PEMBA | MURREBUE | Nripa - Murrebue-01 |  | 665665 | 8546466 | 100 | 33 | 0.4 | 3 | 2017 | PowerTech | 10828302/11 | 763 | 45 | 763 | 0 | 0 |  | 45 | 38.15 | 38150 | 724.85 | 2.222% | 16.1078 | 16.1078 | 746.8922
10141103 | PMT | TRANSFORMADOR |  | TRANSFORMADOR MARCA:PowerTech PEMBA | AGPMB | PEMBA | MURREBUE | Saulane Posto Policial |  | 13°08.725' | 40° 32.339' | 160 | 33 | 0.4 | 3 | 2017 | PowerTech | 10828302/09 | 991 | 45 | 991 | 0 | 0 |  | 45 | 49.55 | 49550 | 941.45 | 2.222% | 20.9211 | 20.9211 | 970.0789
10141103 | PMT | TRANSFORMADOR |  | TRANSFORMADOR MARCA:POWERTECH MONTEPUEZ | ZSCMP | MONTEPUEZ | MONTEPUEZ | Nacate Escola 03 |  | 13005’58,9” | 39000’33,7” | 100 | 33 | 0.4 | 3 | 2017 | POWERTECH | 10828101/02 | 763 | 45 | 763 | 0 | 0 |  | 45 | 38.15 | 38150 | 724.85 | 2.222% | 16.1078 | 16.1078 | 746.8922
10141103 | PMT | TRANSFORMADOR |  | TRANSFORMADOR MARCA:POWERTECH MONTEPUEZ | ZSCMP | MONTEPUEZ | MONTEPUEZ | Marmonte 01 |  | 13008’47,3” | 38059’08,7” | 100 | 33 | 0.4 | 3 | 2017 | POWERTECH | 10866501/07 | 763 | 45 | 763 | 0 | 0 |  | 45 | 38.15 | 38150 | 724.85 | 2.222% | 16.1078 | 16.1078 | 746.8922
10141103 | PMT | TRANSFORMADOR |  | TRANSFORMADOR MARCA:BEST MONTEPUEZ | ZSCMP | MONTEPUEZ | MONTEPUEZ | MUDUA 2 |  | 1307’49,1” | 39000’20,8” | 250 | 11 | 0.4 | 3 | 2017 | BEST | 46358 | 840 | 45 | 840 | 0 | 0 |  | 45 | 42 | 42000 | 798 | 2.222% | 17.7333 | 17.7333 | 822.2667
10141103 | PMT | TRANSFORMADOR |  | TRANSFORMADOR MARCA:PowerTech AUASSE | USNGD | AUASSE | Nangade | PT Ntamba |  | 11'25'47.1972 | 39'44'20.5584 | 160 | 33 | 0.4 | 3 | 2017 | PowerTech | 20954201/01 | 991 | 45 | 991 | 0 | 0 |  | 45 | 49.55 | 49550 | 941.45 | 2.222% | 20.9211 | 20.9211 | 970.0789
10141103 | PMT | TRANSFORMADOR |  | TRANSFORMADOR MARCA:PowerTech METORO | USACB | METORO | Ancuabe | PT Projecto AIDAP (Sembia 1) |  | S13.09565 | E39.82194 | 100 | 33 | 0.4 | 3 | 2017 | PowerTech | 10828204/04 | 763 | 45 | 763 | 0 | 0 |  | 45 | 38.15 | 38150 | 724.85 | 2.222% | 16.1078 | 16.1078 | 746.8922
10141103 | PMT | TRANSFORMADOR |  | TRANSFORMADOR MARCA:PowerTech METORO | USACB | METORO | Ancuabe | PT Projecto AIDAP (Sembia 2) |  | S13.09592 | E39.82168 | 100 | 33 | 0.4 | 3 | 2017 | PowerTech | 10828204/07 | 763 | 45 | 763 | 0 | 0 |  | 45 | 38.15 | 38150 | 724.85 | 2.222% | 16.1078 | 16.1078 | 746.8922
10141103 | PMT | TRANSFORMADOR |  | TRANSFORMADOR MARCA:PowerTech METORO | USACB | METORO | Ancuabe | PT Projecto AIDAP (Mahera 1) |  | S13.03436 | E39.68170 | 100 | 33 | 0.4 | 3 | 2017 | PowerTech | 10828204/05 | 763 | 45 | 763 | 0 | 0 |  | 45 | 38.15 | 38150 | 724.85 | 2.222% | 16.1078 | 16.1078 | 746.8922
10141103 | PMT | TRANSFORMADOR |  | TRANSFORMADOR MARCA:PowerTech METORO | USACB | METORO | Ancuabe | PT Projecto AIDAP (Mahera 2) |  | S13.03021 | E39.67467 | 50 | 33 | 0.4 | 3 | 2017 | PowerTech | 10828801/07 | 643 | 45 | 643 | 0 | 0 |  | 45 | 32.15 | 32150 | 610.85 | 2.222% | 13.5744 | 13.5744 | 629.4256
10141103 | PMT | TRANSFORMADOR |  | TRANSFORMADOR MARCA:Fuji Tusco METORO | USACB | METORO | Ancuabe | PT Projecto AIDAP 2 (Nanjua Meracdo) |  | S12.99903 | E39.61353 | 50 | 33 | 0.4 | 3 | 2017 | Fuji Tusco | 591293 | 643 | 45 | 643 | 0 | 0 |  | 45 | 32.15 | 32150 | 610.85 | 2.222% | 13.5744 | 13.5744 | 629.4256
10141103 | PMT | TRANSFORMADOR |  | TRANSFORMADOR MARCA:Fuji Tusco METORO | USACB | METORO | Ancuabe | PT Projecto AIDAP 1 (Mariri Mesa 1) |  | S13.03155 | E39.55280 | 100 | 33 | 0.4 | 3 | 2017 | Fuji Tusco | 591282 | 763 | 45 | 763 | 0 | 0 |  | 45 | 38.15 | 38150 | 724.85 | 2.222% | 16.1078 | 16.1078 | 746.8922
10141103 | PMT | TRANSFORMADOR |  | TRANSFORMADOR MARCA:Fuji Tusco METORO | USACB | METORO | Ancuabe | PT Projecto AIDAP 2 (Mariri Escola) |  | S13.08944 | E39.59450 | 100 | 33 | 0.4 | 3 | 2017 | Fuji Tusco | 591325 | 763 | 45 | 763 | 0 | 0 |  | 45 | 38.15 | 38150 | 724.85 | 2.222% | 16.1078 | 16.1078 | 746.8922
10141103 | PMT | TRANSFORMADOR |  | TRANSFORMADOR MARCA:PowerTech METORO | USACB | METORO | Ancuabe | PT Projecto AIDAP 1 (Muaja 1) |  | S12.91365 | E39.47494 | 50 | 33 | 0.4 | 3 | 2017 | PowerTech | 10828204/04 | 643 | 45 | 643 | 0 | 0 |  | 45 | 32.15 | 32150 | 610.85 | 2.222% | 13.5744 | 13.5744 | 629.4256
10141103 | PMT | TRANSFORMADOR |  | TRANSFORMADOR MARCA:PowerTech METORO | USACB | METORO | Ancuabe | PT Projecto AIDAP 2 (Muaja 2) |  | S12.91371 | E39.47540 | 50 | 33 | 0.4 | 3 | 2017 | PowerTech | 10828204/03 | 643 | 45 | 643 | 0 | 0 |  | 45 | 32.15 | 32150 | 610.85 | 2.222% | 13.5744 | 13.5744 | 629.4256
10141103 | PMT | TRANSFORMADOR | PTS 5 | TRANSFORMADOR MARCA:ABB ANGOCHE PTS 5 |  | ANGOCHE | TOPUITO |  |  | 16°31.671 | 39°40.710 | 160KVA | 22KV | 400V | 3 | 2017 | ABB |  | 572 | 45 | 572 | 0 | 0 |  | 45 | 28.6 | 28600 | 543.4 | 2.222% | 12.0756 | 12.0756 | 559.9244
10141103 | PMT | TRANSFORMADOR | PTS 25 | TRANSFORMADOR MARCA:Power teach CUAMBA PTS 25 |  | CUAMBA | CUAMBA | MUCUAPA REACENTAMENTO |  | 12º 5' 21.011" S | -36º -37' -39.555" W | 25 | 33KV | 400V | 3 | 2017 | Power teach | 10830301/06 | 643 | 45 | 643 | 0 | 0 |  | 45 | 32.15 | 32150 | 610.85 | 2.222% | 13.5744 | 13.5744 | 629.4256
10141103 | PMT | TRANSFORMADOR | PTS 47 | TRANSFORMADOR MARCA:Power teach CUAMBA PTS 47 |  | CUAMBA | CUAMBA | JOAO REACENTAMENTO |  | 14º 49' 23.646" S | -36º -30' -10.862" W | 25 | 33KV | 400V | 3 | 2017 | Power teach | 10830302/07 | 643 | 45 | 643 | 0 | 0 |  | 45 | 32.15 | 32150 | 610.85 | 2.222% | 13.5744 | 13.5744 | 629.4256
10141103 | PMT | TRANSFORMADOR | PTS 54 | TRANSFORMADOR MARCA:Power teach CUAMBA PTS 54 |  | CUAMBA | CUAMBA | NASSOMBE REACENTAMENTO |  | 14º 47' 27.329" S | -36º -29' -24.228" W | 50 | 33KV | 400V | 3 | 2017 | Power teach | 25720T | 643 | 45 | 643 | 0 | 0 |  | 45 | 32.15 | 32150 | 610.85 | 2.222% | 13.5744 | 13.5744 | 629.4256
10141103 | PMT | TRANSFORMADOR | PTS 69 | TRANSFORMADOR MARCA:Astor CUAMBA PTS 69 |  | CUAMBA | CUAMBA | CHANGAMIRE (EM DIRECCAO HIDRIC) |  | 14º 41' 51.666" S | -36º -40' -14.992" W | 50 | 33KV | 400V | 3 | 2017 | Astor | 17-01444 | 643 | 45 | 643 | 0 | 0 |  | 45 | 32.15 | 32150 | 610.85 | 2.222% | 13.5744 | 13.5744 | 629.4256
10141103 | PMT | TRANSFORMADOR | PTS 1007 | TRANSFORMADOR MARCA:POWERTECH CUAMBA PTS 1007 |  | CUAMBA | MUTUALI | B. DE REACENTAMENTO-PORTICO |  | 14º 49' 59.493" S | -37º 0' -46.483" W | 50 | 33KV | 400V | 3 | 2017 | POWERTECH | 10866401/09 | 643 | 45 | 643 | 0 | 0 |  | 45 | 32.15 | 32150 | 610.85 | 2.222% | 13.5744 | 13.5744 | 629.4256
10141103 | PMT | TRANSFORMADOR | PTS 3008 | TRANSFORMADOR MARCA:TRANSF. MOCA CUAMBA PTS 3008 |  | CUAMBA | MALEMA | B.Pedreira Reacentamento |  | 14º 57' 1.255" S | -37º -26' -8.049" W | 25 | 33KV | 400V | 3 | 2017 | TRANSF. MOCA | 979605 | 643 | 45 | 643 | 0 | 0 |  | 45 | 32.15 | 32150 | 610.85 | 2.222% | 13.5744 | 13.5744 | 629.4256
10141103 | PMT | TRANSFORMADOR | #VALUE! | #VALUE! |  | MONAPO | Ilha de Moc. | Bairro Quissona |  | 14°22.775 | 40°34.375 | 100 | 33KV | 400V | 3 | 2017 | TM | 379397 | 763 | 45 | 763 | 0 | 0 |  | 45 | 38.15 | 38150 | 724.85 | 2.222% | 16.1078 | 16.1078 | 746.8922
10141103 | PMT | TRANSFORMADOR | #VALUE! | #VALUE! |  | MONAPO | Ilha de Moc. | Birro Quissona |  | 15°03.510 | 40°42.750 | 100 | 33KV | 400V | 3 | 2017 | POWERTECH | 20759903/02 | 763 | 45 | 763 | 0 | 0 |  | 45 | 38.15 | 38150 | 724.85 | 2.222% | 16.1078 | 16.1078 | 746.8922
10141103 | PMT | TRANSFORMADOR | #VALUE! | #VALUE! |  | MONAPO | Monapo | Bairro Napacala |  | 14°55.122 | 40°18.316 | 50 | 33KV | 400V | 3 | 2017 | ASTOR | 17-10675 | 643 | 45 | 643 | 0 | 0 |  | 45 | 32.15 | 32150 | 610.85 | 2.222% | 13.5744 | 13.5744 | 629.4256
10141103 | PMT | TRANSFORMADOR | #VALUE! | #VALUE! |  | MONAPO | Monapo | Bairro Napacala |  | 14°54.210 | 40°19.719 | 50 | 33KV | 400V | 3 | 2017 | ABB | 25578 | 643 | 45 | 643 | 0 | 0 |  | 45 | 32.15 | 32150 | 610.85 | 2.222% | 13.5744 | 13.5744 | 629.4256
10141103 | PMT | TRANSFORMADOR | #VALUE! | #VALUE! |  | MONAPO | Meconta | Bairro de Ratane |  | 14°59.512 | 39°51.650 | 50 | 33KV | 400V | 3 | 2017 | ACTON | S3513/02/034 | 643 | 45 | 643 | 0 | 0 |  | 45 | 32.15 | 32150 | 610.85 | 2.222% | 13.5744 | 13.5744 | 629.4256
10141103 | PMT | TRANSFORMADOR |  | TRANSFORMADOR MARCA:EFACEC PTS MANHICA |  | PTS MANHICA | QUALIMANE |  |  | S17 51 17.87 | E036 53 01.89 | 315 | 11 | 0,4 | 3 | 2017 | EFACEC | F00724 | 840 | 45 | 840 | 0 | 0 |  | 45 | 42 | 42000 | 798 | 2.222% | 17.7333 | 17.7333 | 822.2667
10141103 | PMT | TRANSFORMADOR | PTS NEW | TRANSFORMADOR MARCA:FUJI CHIMURA PTS NEW |  | CHIMURA | MOPIA | MUTHU |  | 18°2'49.273" | 35°45'37.497" | 50 | 33KV | 400V | 3 | 2017 | FUJI |  | 643 | 45 | 643 | 0 | 0 |  | 45 | 32.15 | 32150 | 610.85 | 2.222% | 13.5744 | 13.5744 | 629.4256
10141103 | PMT | TRANSFORMADOR | PTS NEW | TRANSFORMADOR MARCA:FUJI CHIMURA PTS NEW |  | CHIMURA | MOPIA | MALULU |  | 18°4'15.483" | 35°47'6.407" | 50 | 33KV | 400V | 3 | 2017 | FUJI |  | 643 | 45 | 643 | 0 | 0 |  | 45 | 32.15 | 32150 | 610.85 | 2.222% | 13.5744 | 13.5744 | 629.4256
10141103 | PMT | TRANSFORMADOR | PTS NEW | TRANSFORMADOR MARCA:FUJI CHIMURA PTS NEW |  | CHIMURA | MOPIA | DAMBE |  | 18°5'53.8" | 35°50'3.71" | 50 | 33KV | 400V | 3 | 2017 | FUJI |  | 643 | 45 | 643 | 0 | 0 |  | 45 | 32.15 | 32150 | 610.85 | 2.222% | 13.5744 | 13.5744 | 629.4256
10141103 | PMT | TRANSFORMADOR | PTS 303 | TRANSFORMADOR MARCA:ASTOR CHIMURA PTS 303 |  | CHIMURA | MARRUMBALA | COQUAEIRO |  | 17°19'32.758" | 35°35'28.224" | 200 | 33KV | 400V | 3 | 2017 | ASTOR |  | 991 | 45 | 991 | 0 | 0 |  | 45 | 49.55 | 49550 | 941.45 | 2.222% | 20.9211 | 20.9211 | 970.0789
10141103 | PMT | TRANSFORMADOR | PTS 319 | TRANSFORMADOR MARCA:ASTOR CHIMURA PTS 319 |  | CHIMURA | MARRUMBALA | CUMBAPO |  | 17°15'18.220" | 35°38'13.716" | 50 | 33KV | 400V | 3 | 2017 | ASTOR |  | 643 | 45 | 643 | 0 | 0 |  | 45 | 32.15 | 32150 | 610.85 | 2.222% | 13.5744 | 13.5744 | 629.4256
10141103 | PMT | TRANSFORMADOR | PTS 318 | TRANSFORMADOR MARCA:ASTOR CHIMURA PTS 318 |  | CHIMURA | MARRUMBALA | MARRUMDHO |  | 17°13'13.381" | 35°40'21.281" | 50 | 33KV | 400V | 3 | 2017 | ASTOR |  | 643 | 45 | 643 | 0 | 0 |  | 45 | 32.15 | 32150 | 610.85 | 2.222% | 13.5744 | 13.5744 | 629.4256
10141103 | PMT | TRANSFORMADOR | PTS 316 | TRANSFORMADOR MARCA:ELECTROCRUZ CHIMURA PTS 316 |  | CHIMURA | MARRUMBALA | MEPIUHA |  | 17°12'28.330" | 35°46'17.816" | 50 | 33KV | 400V | 3 | 2017 | ELECTROCRUZ |  | 643 | 45 | 643 | 0 | 0 |  | 45 | 32.15 | 32150 | 610.85 | 2.222% | 13.5744 | 13.5744 | 629.4256
10141103 | PMT | TRANSFORMADOR | PTS 321 | TRANSFORMADOR MARCA:FREE STATE TRFR CHIMURA PTS 321 |  | CHIMURA | MARRUMBALA | GUENISSA |  | 17°19'6.633" | 35°57'27.31" | 160 | 33KV | 400V | 3 | 2017 | FREE STATE TRFR |  | 991 | 45 | 991 | 0 | 0 |  | 45 | 49.55 | 49550 | 941.45 | 2.222% | 20.9211 | 20.9211 | 970.0789
10141103 | PMT | TRANSFORMADOR | No Label | TRANSFORMADOR MARCA:Astor Inhambane No Label |  | Inhambane | Inhambane |  |  | 35,40420 | -23,89672 | 160 | 33 | 0.4 | 3Φ | 2017 | Astor | 17-13397 | 991 | 45 | 991 | 0 | 0 |  | 45 | 49.55 | 49550 | 941.45 | 2.222% | 20.9211 | 20.9211 | 970.0789
10141103 | PMT | TRANSFORMADOR | No Label | TRANSFORMADOR MARCA:Efacec Inhambane No Label |  | Inhambane | Inhambane |  |  | 35,39554 | -23,89743 | 200 | 33 | 0.4 | 3Φ | 2017 | Efacec | F002201.02 | 991 | 45 | 991 | 0 | 0 |  | 45 | 49.55 | 49550 | 941.45 | 2.222% | 20.9211 | 20.9211 | 970.0789
10141103 | PMT | TRANSFORMADOR | PTS 11 | TRANSFORMADOR MARCA:Astor Inhambane PTS 11 |  | Inhambane | Inhambane |  |  | 35,39362 | -23,89403 | 200 | 33 | 0.4 | 3Φ | 2017 | Astor | 17-10657 | 991 | 45 | 991 | 0 | 0 |  | 45 | 49.55 | 49550 | 941.45 | 2.222% | 20.9211 | 20.9211 | 970.0789
10141103 | PMT | TRANSFORMADOR | No Label | TRANSFORMADOR MARCA:Astor Inhambane No Label |  | Inhambane | Inhambane |  |  | 35,40670 | -23,90930 | 200 | 33 | 0.4 | 3Φ | 2017 | Astor | 17-13425 | 991 | 45 | 991 | 0 | 0 |  | 45 | 49.55 | 49550 | 941.45 | 2.222% | 20.9211 | 20.9211 | 970.0789
10141103 | PMT | TRANSFORMADOR | PTS 01 | TRANSFORMADOR MARCA:MOYRA Inhambane PTS 01 |  | Inhambane | Inhambane |  |  | 35,38249 | -23,86914 | 200 | 33 | 0.4 | 3Φ | 2017 | MOYRA | LEL 3686 | 991 | 45 | 991 | 0 | 0 |  | 45 | 49.55 | 49550 | 941.45 | 2.222% | 20.9211 | 20.9211 | 970.0789
10141103 | PMT | TRANSFORMADOR | PTS 420 | TRANSFORMADOR MARCA:Astor PTS 420 PTS 420 |  | PTS 420 | BOANE |  |  | 32,43185 | -25,99405 | 200 | 33 | 0.4 | 3Φ | 2017 | Astor | 17-12921 | 991 | 45 | 991 | 0 | 0 |  | 45 | 49.55 | 49550 | 941.45 | 2.222% | 20.9211 | 20.9211 | 970.0789
10141103 | PMT | TRANSFORMADOR | PTS 311 | TRANSFORMADOR MARCA:Astor PTS 311 PTS 311 |  | PTS 311 | BOANE |  |  | 32,42887 | -25,99943 | 630 | 33 | 0.4 | 3Φ | 2017 | Astor | 17-02186 | 1200 | 45 | 1200 | 0 | 0 |  | 45 | 60 | 60000 | 1140 | 2.222% | 25.3333 | 25.3333 | 1174.6667
10141103 | PMT | TRANSFORMADOR | PTS 788 | TRANSFORMADOR MARCA:Ormazabal PTS 788 PTS 788 |  | PTS 788 | BOANE |  |  | 32,32750 | -25,03566 | 500 | 33 | 0.4 | 3Φ | 2017 | Ormazabal | 268505 | 1200 | 45 | 1200 | 0 | 0 |  | 45 | 60 | 60000 | 1140 | 2.222% | 25.3333 | 25.3333 | 1174.6667
10141103 | PMT | TRANSFORMADOR | No Label | TRANSFORMADOR MARCA:Astor PTS-S/N No Label |  | PTS-S/N | BOANE |  |  | 32,29883 | -25,87882 | 30 | 33 | 0.4 | 1Φ | 2017 | Astor | 17-02411 | 643 | 45 | 643 | 0 | 0 |  | 45 | 32.15 | 32150 | 610.85 | 2.222% | 13.5744 | 13.5744 | 629.4256
10141103 | PMT | TRANSFORMADOR | PTS 306 | TRANSFORMADOR MARCA:Maxi Concept PTS 306 PTS 306 |  | PTS 306 | BOANE |  |  | 32,41807 | -25,98870 | 315 | 33 | 0.4 | 3Φ | 2017 | Maxi Concept | MCT0212 | 1039 | 45 | 1039 | 0 | 0 |  | 45 | 51.95 | 51950 | 987.05 | 2.222% | 21.9344 | 21.9344 | 1017.0656
10141103 | PMT | TRANSFORMADOR | PTS 36 | TRANSFORMADOR MARCA:Astor PTS 36 PTS 36 |  | PTS 36 | BOANE |  |  | 32,41292 | -25,00385 | 315 | 33 | 0.4 | 3Φ | 2017 | Astor | 17-13475 | 1039 | 45 | 1039 | 0 | 0 |  | 45 | 51.95 | 51950 | 987.05 | 2.222% | 21.9344 | 21.9344 | 1017.0656
10141103 | PMT | TRANSFORMADOR | PTS 1050 | TRANSFORMADOR MARCA:Astor PTS 1050 PTS 1050 |  | PTS 1050 | BOANE |  |  | 32,38113 | -25,99882 | 160 | 33 | 0.4 | 3Φ | 2017 | Astor | 17-01581 | 991 | 45 | 991 | 0 | 0 |  | 45 | 49.55 | 49550 | 941.45 | 2.222% | 20.9211 | 20.9211 | 970.0789
10141103 | PMT | TRANSFORMADOR | PT 254 | TRANSFORMADOR MARCA:ASTOR PT 254 PT 254 |  | PT 254 | Mabukwane |  |  |  |  | 500 | 11 | 0.4 | 3Ø | 2017 | ASTOR | 17.0255 | 1016 | 45 | 1016 | 0 | 0 |  | 45 | 50.8 | 50800 | 965.2 | 2.222% | 21.4489 | 21.4489 | 994.5511
10141103 | PMT | TRANSFORMADOR | PT 152 | TRANSFORMADOR MARCA:ASTOR PT 152 PT 152 |  | PT 152 | Mabukwane |  |  |  |  | 630 | 11 | 0.4 | 3Ø | 2017 | ASTOR | 17.02.92 | 1016 | 45 | 1016 | 0 | 0 |  | 45 | 50.8 | 50800 | 965.2 | 2.222% | 21.4489 | 21.4489 | 994.5511
10141103 | PMT | TRANSFORMADOR | PTS 14R | TRANSFORMADOR MARCA:ASTOR PTS 14R PTS 14R |  | PTS 14R | Mabukwane |  |  |  |  | 315 | 33 | 0.4 | 3Ø | 2017 | ASTOR | 17.135 | 1039 | 45 | 1039 | 0 | 0 |  | 45 | 51.95 | 51950 | 987.05 | 2.222% | 21.9344 | 21.9344 | 1017.0656
10141103 | PMT | TRANSFORMADOR | PT 53R | TRANSFORMADOR MARCA:ASTOR PT 53R PT 53R |  | PT 53R | Mabukwane |  |  |  |  | 630 | 33 | 0.4 | 3Ø | 2017 | ASTOR | 17-02546 | 1200 | 45 | 1200 | 0 | 0 |  | 45 | 60 | 60000 | 1140 | 2.222% | 25.3333 | 25.3333 | 1174.6667
10141103 | PMT | TRANSFORMADOR | PT New1R (No ID) | TRANSFORMADOR MARCA:ASTOR PT New1R (No ID) PT New1R (No ID) |  | PT New1R (No ID) | Mabukwane |  |  |  |  | 250 | 33 | 0.4 | 3Ø | 2017 | ASTOR | 17-13003 | 991 | 45 | 991 | 0 | 0 |  | 45 | 49.55 | 49550 | 941.45 | 2.222% | 20.9211 | 20.9211 | 970.0789
10141103 | PMT | TRANSFORMADOR | PT New2R (No ID) | TRANSFORMADOR MARCA:ASTOR PT New2R (No ID) PT New2R (No ID) |  | PT New2R (No ID) | Mabukwane |  |  |  |  | 250 | 33 | 0.4 | 3Ø | 2017 | ASTOR | 17.1301 | 991 | 45 | 991 | 0 | 0 |  | 45 | 49.55 | 49550 | 941.45 | 2.222% | 20.9211 | 20.9211 | 970.0789
10141103 | PMT | TRANSFORMADOR | PT New3R (No ID) | TRANSFORMADOR MARCA:" PT New3R (No ID) PT New3R (No ID) |  | PT New3R (No ID) | Mabukwane |  |  |  |  | 250 | 33 | 0.4 | 3Ø | 2017 | " | 17.1302 | 991 | 45 | 991 | 0 | 0 |  | 45 | 49.55 | 49550 | 941.45 | 2.222% | 20.9211 | 20.9211 | 970.0789
10141103 | PMT | TRANSFORMADOR | PT 246 | TRANSFORMADOR MARCA:ASTOR PT 246 PT 246 |  | PT 246 | Mahotas |  |  |  |  | 500 | 11 | 0.4 | 3Ø | 2017 | ASTOR | 1702550 | 1016 | 45 | 1016 | 0 | 0 |  | 45 | 50.8 | 50800 | 965.2 | 2.222% | 21.4489 | 21.4489 | 994.5511
10141103 | PMT | TRANSFORMADOR | PT 199 | TRANSFORMADOR MARCA:ASTOR PT 199 PT 199 |  | PT 199 | Mahotas |  |  |  |  | 500 | 11 | 0.4 | 3Ø | 2017 | ASTOR | 17-13146 | 1016 | 45 | 1016 | 0 | 0 |  | 45 | 50.8 | 50800 | 965.2 | 2.222% | 21.4489 | 21.4489 | 994.5511
10141103 | PMT | TRANSFORMADOR | PT 363 | TRANSFORMADOR MARCA:EFACEC PT 363 PT 363 |  | PT 363 | Mahotas |  |  | 32.670942 | -25.853434 | 500 | 11 | 0.4 | 3Ø | 2017 | EFACEC | F002422.03 | 1016 | 45 | 1016 | 0 | 0 |  | 45 | 50.8 | 50800 | 965.2 | 2.222% | 21.4489 | 21.4489 | 994.5511
10141103 | PMT | TRANSFORMADOR | PT 342R | TRANSFORMADOR MARCA:EFACEC PT 342R PT 342R |  | PT 342R | Mahotas |  |  | 32.668242 | -25.864262 | 500 | 33 | 0.4 | 3Ø | 2017 | EFACEC |  | 1200 | 45 | 1200 | 0 | 0 |  | 45 | 60 | 60000 | 1140 | 2.222% | 25.3333 | 25.3333 | 1174.6667
10141103 | PMT | TRANSFORMADOR | PT 341R | TRANSFORMADOR MARCA:MAXI CONCEPTS PT 341R PT 341R |  | PT 341R | Mahotas |  |  | 32.664784 | -25.866361 | 315 | 33 | 0.4 | 3Ø | 2017 | MAXI CONCEPTS | MCT0213 | 1039 | 45 | 1039 | 0 | 0 |  | 45 | 51.95 | 51950 | 987.05 | 2.222% | 21.9344 | 21.9344 | 1017.0656
10141103 | PMT | TRANSFORMADOR | PTS 195 | TRANSFORMADOR MARCA:EFACEC PTS 195 PTS 195 |  | PTS 195 | Mahotas |  |  | 32.660052 | -25.884283 | 500 | 11 | 0.4 | 3Ø | 2017 | EFACEC | F002422.02 | 1016 | 45 | 1016 | 0 | 0 |  | 45 | 50.8 | 50800 | 965.2 | 2.222% | 21.4489 | 21.4489 | 994.5511
10141103 | PMT | TRANSFORMADOR | PT 308 | TRANSFORMADOR MARCA:ASTOR PT 308 PT 308 |  | PT 308 | Mahotas |  |  | 32.653812 | -25.889259 | 500 | 11 | 0.4 | 3Ø | 2017 | ASTOR | 17-02549 | 1016 | 45 | 1016 | 0 | 0 |  | 45 | 50.8 | 50800 | 965.2 | 2.222% | 21.4489 | 21.4489 | 994.5511
10141103 | PMT | TRANSFORMADOR | PT 440 | TRANSFORMADOR MARCA:IMEFY PT 440 PT 440 |  | PT 440 | Mahotas |  |  | 32.652591 | -25.885279 | 200 | 11 | 0.4 | 3Ø | 2017 | IMEFY | 134449 | 572 | 45 | 572 | 0 | 0 |  | 45 | 28.6 | 28600 | 543.4 | 2.222% | 12.0756 | 12.0756 | 559.9244
10141103 | PMT | TRANSFORMADOR | PT 304 | TRANSFORMADOR MARCA:EFACEC PT 304 PT 304 |  | PT 304 | Mahotas |  |  | 32.658562 | -25.900841 | 500 | 11 | 0.4 | 3Ø | 2017 | EFACEC |  | 1016 | 45 | 1016 | 0 | 0 |  | 45 | 50.8 | 50800 | 965.2 | 2.222% | 21.4489 | 21.4489 | 994.5511
10141103 | PMT | TRANSFORMADOR | PT 303 | TRANSFORMADOR MARCA:EFACEC PT 303 PT 303 |  | PT 303 | Mahotas |  |  | 32.661090 | -25.900254 | 500 | 11 | 0.4 | 3Ø | 2017 | EFACEC |  | 1016 | 45 | 1016 | 0 | 0 |  | 45 | 50.8 | 50800 | 965.2 | 2.222% | 21.4489 | 21.4489 | 994.5511
10141103 | PMT | TRANSFORMADOR | PT 304R | TRANSFORMADOR MARCA:ASTOR PT 304R PT 304R |  | PT 304R | Ricatla |  |  | 32.641028 | -25.786849 | 500 | 33 | 0.4 | 3Ø | 2017 | ASTOR | 17-02237 | 1200 | 45 | 1200 | 0 | 0 |  | 45 | 60 | 60000 | 1140 | 2.222% | 25.3333 | 25.3333 | 1174.6667
10141103 | PMT | TRANSFORMADOR | No Label | TRANSFORMADOR MARCA:ASTOR No Label No Label |  | No Label | Ricatla |  |  | 32.633322 | -25.786831 | 250 | 33 | 0.4 | 3Ø | 2017 | ASTOR | 17-12978 | 991 | 45 | 991 | 0 | 0 |  | 45 | 49.55 | 49550 | 941.45 | 2.222% | 20.9211 | 20.9211 | 970.0789
10141103 | PMT | TRANSFORMADOR | PT 294R | TRANSFORMADOR MARCA:EFACEC PT 294R PT 294R |  | PT 294R | Macaneta |  |  | 32.748820 | -25.726726 | 315 | 33 | 0.4 | 3Ø | 2017 | EFACEC | F002283.03 | 1039 | 45 | 1039 | 0 | 0 |  | 45 | 51.95 | 51950 | 987.05 | 2.222% | 21.9344 | 21.9344 | 1017.0656
10141103 | PMT | TRANSFORMADOR | PT 258R | TRANSFORMADOR MARCA:ASTOR PT 258R PT 258R |  | PT 258R | Mumemo |  |  | 32.628135 | -25.750903 | 315 | 33 | 0.4 | 3Ø | 2017 | ASTOR | 17-13490 | 1039 | 45 | 1039 | 0 | 0 |  | 45 | 51.95 | 51950 | 987.05 | 2.222% | 21.9344 | 21.9344 | 1017.0656
10141103 | PMT | TRANSFORMADOR | PTS 145R | TRANSFORMADOR MARCA:ASTOR PTS 145R PTS 145R |  | PTS 145R | Mumemo |  |  | 32.627720 | -25.741415 | 315 | 33 | 0.4 | 3Ø | 2017 | ASTOR | 7-02180 | 1039 | 45 | 1039 | 0 | 0 |  | 45 | 51.95 | 51950 | 987.05 | 2.222% | 21.9344 | 21.9344 | 1017.0656
10141103 | PMT | TRANSFORMADOR | PT New (Possulane) | TRANSFORMADOR MARCA:ORMAZABAL PT New (Possulane) PT New (Possulane) |  | PT New (Possulane) | Possulane |  |  | 32.645130 | -25.713066 | 250 | 33 | 0.4 | 3Ø | 2017 | ORMAZABAL | 268515 | 991 | 45 | 991 | 0 | 0 |  | 45 | 49.55 | 49550 | 941.45 | 2.222% | 20.9211 | 20.9211 | 970.0789
10141103 | PMT | TRANSFORMADOR | PT 344R | TRANSFORMADOR MARCA:ASTOR PT 344R PT 344R |  | PT 344R | Possulane |  |  | 32.651708 | -25.703957 | 160 | 33 | 0.4 | 3Ø | 2017 | ASTOR | 17-01564 | 991 | 45 | 991 | 0 | 0 |  | 45 | 49.55 | 49550 | 941.45 | 2.222% | 20.9211 | 20.9211 | 970.0789
10141103 | PMT | TRANSFORMADOR | PT 92R | TRANSFORMADOR MARCA:ASTOR PT 92R PT 92R |  | PT 92R | MAPUTO |  |  | 32.671307 | -25.650248 | 500 | 33 | 0.4 | 3Ø | 2017 | ASTOR | 17-02233 | 1200 | 45 | 1200 | 0 | 0 |  | 45 | 60 | 60000 | 1140 | 2.222% | 25.3333 | 25.3333 | 1174.6667
10141103 | PMT | TRANSFORMADOR | PT 54R | TRANSFORMADOR MARCA:ASTOR PT 54R PT 54R |  | PT 54R | Magoanine C |  |  | 32.583352 | -25.843358 | 630 | 33 | 0.4 | 3Ø | 2017 | ASTOR | 17-02547 | 1200 | 45 | 1200 | 0 | 0 |  | 45 | 60 | 60000 | 1140 | 2.222% | 25.3333 | 25.3333 | 1174.6667
10141103 | PMT | TRANSFORMADOR | PT 229R | TRANSFORMADOR MARCA:ASTOR PT 229R PT 229R |  | PT 229R | Magoanine C |  |  | 32.601788 | -25.852642 | 315 | 33 | 0.4 | 3Ø | 2017 | ASTOR | 17-02201 | 1039 | 45 | 1039 | 0 | 0 |  | 45 | 51.95 | 51950 | 987.05 | 2.222% | 21.9344 | 21.9344 | 1017.0656
10141103 | PMT | TRANSFORMADOR | PT 349R | TRANSFORMADOR MARCA:ASTOR PT 349R PT 349R |  | PT 349R | Magoanine A |  |  | 32.595494 | -25.855117 | 315 | 33 | 0.4 | 3Ø | 2017 | ASTOR | 17-13483 | 1039 | 45 | 1039 | 0 | 0 |  | 45 | 51.95 | 51950 | 987.05 | 2.222% | 21.9344 | 21.9344 | 1017.0656
10141103 | PMT | TRANSFORMADOR | PT 146 | TRANSFORMADOR MARCA:ASTOR PT 146 PT 146 |  | PT 146 | Infulene A |  |  | 32.519945 | -25.919682 | 500 | 33 | 0.4 | 3Ø | 2017 | ASTOR | 17-02235 | 1200 | 45 | 1200 | 0 | 0 |  | 45 | 60 | 60000 | 1140 | 2.222% | 25.3333 | 25.3333 | 1174.6667
10141103 | PMT | TRANSFORMADOR | PT 147 | TRANSFORMADOR MARCA:ASTOR PT 147 PT 147 |  | PT 147 | Infulene A |  |  | 32.523125 | -25.920824 | 315 | 33 | 0.4 | 3Ø | 2017 | ASTOR | 17-02190 | 1039 | 45 | 1039 | 0 | 0 |  | 45 | 51.95 | 51950 | 987.05 | 2.222% | 21.9344 | 21.9344 | 1017.0656
10141103 | PMT | TRANSFORMADOR | PTS 175 | TRANSFORMADOR MARCA:POWERTECH PTS 175 PTS 175 |  | PTS 175 | Ndlavela |  |  | 32.536223 | -25.887417 | 160 | 33 | 0.4 | 3Ø | 2017 | POWERTECH | 20954202/02 | 991 | 45 | 991 | 0 | 0 |  | 45 | 49.55 | 49550 | 941.45 | 2.222% | 20.9211 | 20.9211 | 970.0789
10141103 | PMT | TRANSFORMADOR | PTS 551 | TRANSFORMADOR MARCA:ASTOR PTS 551 PTS 551 |  | PTS 551 | Intaka |  |  | 32.553230 | -25.804520 | 315 | 33 | 0.4 | 3Ø | 2017 | ASTOR | 17-13492 | 1039 | 45 | 1039 | 0 | 0 |  | 45 | 51.95 | 51950 | 987.05 | 2.222% | 21.9344 | 21.9344 | 1017.0656
10141103 | PMT | TRANSFORMADOR | PTS 1074 | TRANSFORMADOR MARCA:ASTOR PTS 1074 PTS 1074 |  | PTS 1074 | Intaka |  |  | 32.555509 | -25.797985 | 250 | 33 | 0.4 | 3Ø | 2017 | ASTOR | 17-12984 | 991 | 45 | 991 | 0 | 0 |  | 45 | 49.55 | 49550 | 941.45 | 2.222% | 20.9211 | 20.9211 | 970.0789
10141103 | PMT | TRANSFORMADOR | PTS 566 | TRANSFORMADOR MARCA:ASTOR PTS 566 PTS 566 |  | PTS 566 | Intaka |  |  | 32.552074 | -25.795836 | 200 | 33 | 0.4 | 3Ø | 2017 | ASTOR | 17-01496 | 991 | 45 | 991 | 0 | 0 |  | 45 | 49.55 | 49550 | 941.45 | 2.222% | 20.9211 | 20.9211 | 970.0789
10141103 | PMT | TRANSFORMADOR | PTS 1092 | TRANSFORMADOR MARCA:ASTOR PTS 1092 PTS 1092 |  | PTS 1092 | Matlemele |  |  | 32.504538 | -25.817776 | 250 | 33 | 0.4 | 3Ø | 2017 | ASTOR | 17-13000 | 991 | 45 | 991 | 0 | 0 |  | 45 | 49.55 | 49550 | 941.45 | 2.222% | 20.9211 | 20.9211 | 970.0789
10141103 | PMT | TRANSFORMADOR | PTS 1110 | TRANSFORMADOR MARCA:IMEFY PTS 1110 PTS 1110 |  | PTS 1110 | Intaka |  |  | 32.543698 | -25.804610 | 160 | 33 | 0.4 | 3Ø | 2017 | IMEFY | 134439 | 991 | 45 | 991 | 0 | 0 |  | 45 | 49.55 | 49550 | 941.45 | 2.222% | 20.9211 | 20.9211 | 970.0789
10141103 | PMT | TRANSFORMADOR | PTS 45 | TRANSFORMADOR MARCA:ASTOR PTS 45 PTS 45 |  | PTS 45 | Matola | Fomento |  | 32.480400 | -25.922900 | 630 | 33 | 0.4 | 3Ø | 2017 | ASTOR | 17-02548 | 1200 | 45 | 1200 | 0 | 0 |  | 45 | 60 | 60000 | 1140 | 2.222% | 25.3333 | 25.3333 | 1174.6667
10141103 | SPARE TRFR | TRANSFORMADOR |  | TRANSFORMADOR MARCA: ANGOCHE |  | ANGOCHE | ANGOCHE |  |  | 16°12'42.00" | 39°55'3.654 | 200KVA | 22KV | 400V | 3 | 2017 |  |  | 991 | 45 | 991 | 0 | 0 |  | 45 | 49.55 | 49550 | 941.45 | 2.222% | 20.9211 | 20.9211 | 970.0789
10141103 | SPARE TRFR | TRANSFORMADOR |  | TRANSFORMADOR MARCA: ANGOCHE |  | ANGOCHE | ANGOCHE |  |  | 16°12'42.00" | 39°55'3.654 | 250KVA | 22KV | 400V | 3 | 2017 |  |  | 991 | 45 | 991 | 0 | 0 |  | 45 | 49.55 | 49550 | 941.45 | 2.222% | 20.9211 | 20.9211 | 970.0789
10141103 | SPARE TRFR | TRANSFORMADOR |  | TRANSFORMADOR MARCA: ANGOCHE |  | ANGOCHE | ANGOCHE |  |  | 16°12'42.00" | 39°55'3.654 | 250KVA | 22KV | 400V | 3 | 2017 |  |  | 991 | 45 | 991 | 0 | 0 |  | 45 | 49.55 | 49550 | 941.45 | 2.222% | 20.9211 | 20.9211 | 970.0789
10141103 | SPARE TRFR | TRANSFORMADOR |  | TRANSFORMADOR MARCA: ANGOCHE |  | ANGOCHE | ANGOCHE |  |  | 16°12'42.00" | 39°55'3.654 | 160KVA | 33KV | 400V | 3 | 2017 |  |  | 991 | 45 | 991 | 0 | 0 |  | 45 | 49.55 | 49550 | 941.45 | 2.222% | 20.9211 | 20.9211 | 970.0789
10141103 | SPARE TRFR | TRANSFORMADOR |  | TRANSFORMADOR MARCA: ANGOCHE |  | ANGOCHE | ANGOCHE |  |  | 16°12'42.00" | 39°55'3.654 | 315KVA | 33KV | 400V | 3 | 2017 |  |  | 1039 | 45 | 1039 | 0 | 0 |  | 45 | 51.95 | 51950 | 987.05 | 2.222% | 21.9344 | 21.9344 | 1017.0656
10141103 | AT | TRANSFORMADOR AUXILIAR | AT 1 | TRANSFORMADOR AUXILIAR MARCA:ASTOR LICHINGA AT 1 |  | LICHINGA | LICHINGA |  |  | 13° 20' 2.400" | 35° 13' 59.114" | 100KVA | 33KV | 400V | 3 | 2017 | ASTOR | 17-01434 | 1650 | 45 | 1650 | 0 | 0 |  | 45 | 82.5 | 82500 | 1567.5 | 2.222% | 34.8333 | 34.8333 | 1615.1667
10141103 | AT | TRANSFORMADOR AUXILIAR |  | TRANSFORMADOR AUXILIAR MARCA:UNITRAFO LINDELA |  | LINDELA | Maputo |  |  | -24.06.220 | 035.15.484 | 400 | 33 | 0.4 | 3 | 2017 | UNITRAFO | E53193.1-2 | 1200 | 45 | 1200 | 0 | 0 |  | 45 | 60 | 60000 | 1140 | 2.222% | 25.3333 | 25.3333 | 1174.6667
10141103 | AT | TRANSFORMADOR AUXILIAR |  | TRANSFORMADOR AUXILIAR MARCA:UNITRAFO LINDELA |  | LINDELA | Maputo |  |  | -24.06.220 | 035.15.484 | 400 | 33 | 0.4 | 3 | 2017 | UNITRAFO | E53193.1-1 | 1200 | 45 | 1200 | 0 | 0 |  | 45 | 60 | 60000 | 1140 | 2.222% | 25.3333 | 25.3333 | 1174.6667
[19 empty] | 7466608 | Total MZN | 5559468.56 | 1907139.44 | 1907139440 |  |  | 373330.4 | 373330400 | 7093277.6 |  | 157628.3911 | 2064767.8311 | 5401840.1689
1907139.44
7093277.6

## Inputs and Results
Choose your country: | Tanzania
High Level Inputs
| Discount Rate | 8%
| Electricity Price | 0.1 | USD/kWh of Transformer losses
Inventory Estimate
Total Number of Transformers installed in your Electricity Network that were installed in or before 1990
| Range of kVA ratings |  | Representative | Moz. estimate | Your Country
| Low | High | Model | for your country | Estimate
| (kVA) | (kVA) | (kVA) | (# units) | (# units)
| 30 | 70 | 50 | 13 | 13
| 100 | 160 | 100 | 37 | 37
| 200 | 250 | 250 | 34 | 34
| 300 | 400 | 315 | 55 | 55
| 500 | 650 | 500 | 73 | 73
| 750 | 1000 | 800 | 15 | 15
| 1500 | 2500 | 1500 | 7 | 7
| 3500 | 6300 | 5000 | 11 | 11
| 8000 | 20000 | 10000 | 34 | 34
| 22500 | 55000 | 30000 | 22 | 22
| 100000 | 200000 | 100000 | 6 | 6
|  |  | Total # transformers that are pre-1990: | 307 | 307
Pre-1990 Models Needing Replacement (PCB contaminated) |  | Screening Test | Gas Chromotagraphy Test | Degree of Polymerisation Test
|  | % Failure | % Failure | % Failure
| Pass | 0% | 0% | 0%
| Fail | 100% | 100% | 100%
| Pass, Starting Estimate | 20% | 10% | 50%
| Fail, Starting Estimate | 80% | 90% | 50%
| Capacity | Quantity of units pre-1990 | # of pre-1990 that need to be Replaced | Percent Needing Replacement
| kVA | number | number | %
| 50 | 13 | 13 | 100%
| 100 | 37 | 37 | 100%
| 250 | 34 | 34 | 100%
| 315 | 55 | 55 | 100%
| 500 | 73 | 73 | 100%
| 800 | 15 | 15 | 100%
| 1500 | 7 | 7 | 100%
| 5000 | 11 | 11 | 100%
| 10000 | 34 | 34 | 100%
| 30000 | 22 | 22 | 100%
| 100000 | 6 | 6 | 100%
| Total # transformers: | 307 | 307
Your price for a New Transformer, Low Efficiency and High Efficiency | Capacity | High Voltage Winding | Low Voltage Winding | Number of Phases, Oil filled Transformer | Low Efficiency Transformer Price | Core Losses of Low Efficiency Transformer | Coil Losses of Low Efficiency Transformer | High Efficiency Transformer Price | Core Losses of High Efficiency Transformer | Coil Losses of High Efficiency Transformer | Percentage Loading on Transformer | Low Efficiency Transformer Annual Losses | High Efficiency Transformer Losses | Annual Savings in Electricity from installing High Efficiency | Time for Savings to Cover Cost of High Efficiency Unit
| kVA | kV | kV | Phases | USD | Watts | Watts | USD | Watts | Watts | (RMS) | kWh/year | kWh/year | USD | Years
| 50 | 22 | 0.4 | 3Φ | 1000 | 190 | 1200 | 1800 | 90 | 720 | 40% | 3346.32 | 1797.552 | 154.8768 | 11.6221
| 100 | 22 | 0.4 | 3Φ | 1800 | 320 | 2100 | 3240 | 140 | 1260 | 50% | 7402.2 | 3985.8 | 341.64 | 9.4837
| 250 | 22 | 0.4 | 3Φ | 3600 | 700 | 4000 | 6480 | 310 | 2400 | 50% | 14892 | 7971.6 | 692.04 | 9.3636
| 315 | 22 | 0.4 | 3Φ | 4300 | 920 | 4600 | 7740 | 410 | 2760 | 50% | 18133.2 | 9636 | 849.72 | 9.1089
| 500 | 22 | 0.4 | 3Φ | 6000 | 1300 | 7000 | 10800 | 580 | 4200 | 50% | 26718 | 14278.8 | 1243.92 | 8.6822
| 800 | 11 | 0.4 | 3Φ | 8500 | 1800 | 9200 | 15300 | 810 | 5520 | 50% | 35916 | 19184.4 | 1673.16 | 9.1444
| 1500 | 11 | 5.5 | 3Φ | 11000 | 2800 | 14000 | 16000 | 1250 | 8400 | 50% | 55188 | 29346 | 2584.2 | 6.1915
| 5000 | 22 | 6.6 | 3Φ | 26000 | 7300 | 40000 | 35000 | 3300 | 24000 | 50% | 151548 | 81468 | 7008 | 4.9943
| 10000 | 33 | 11 | 3Φ | 44000 | 13500 | 65000 | 59000 | 6000 | 39000 | 50% | 260610 | 137970 | 12264 | 4.8108
| 30000 | 220 | 113 | 3Φ | 91000 | 35000 | 140000 | 115000 | 16000 | 84000 | 50% | 613200 | 324120 | 28908 | 3.9781
| 100000 | 220 | 110 | 3Φ | 228000 | 69000 | 350000 | 287000 | 31000 | 210000 | 50% | 1370940 | 731460 | 63948 | 4.488
Results
Country: | Tanzania
Total Investment Needed over 6 years, nominal USD: | 8562200
Annual investment for each year in USD, 2023-2028 (six years): | 1427033.3333
Net Present Value of Investment, cumulative 2023-2028 (2022 USD): | 7124763.6466
Net Present Value of Savings, cumulative 2023-2035 (2022 USD): | 9421323.7662
Annual Energy Savings after replacing all PCB transformers (kWh): | 17326389.984
Annual Network Savings in USD after replacing all PCB transformers: | 1732638.9984
Annual CO2 Savings after replacing all PCB transformers (metric tonnes): | 2373.7154
Value of annual CO2 savings at USD $24.27 per tonne (USD) | 57610.0734
Input #1: Yellow cells are adjustable. Please enter the discount rate for your electric utility. Please enter the value of a kWh of electricity consumed by a transmission or distribution transformer.
Input #2: The number of transformers installed before 1990 in your national network are scaled from the stock and age of transformers in the Mozambique network. If you wish to correct / modify these estimates, please enter new numbers in the yellow shaded cells. Note that the for each entry there is a representative kVA rating which is meant to capture the number of units between the "Range of kVA ratings" in the range shown for low kVA to high kVA.
Input #3: This value is expected to vary widely across the region. In the yellow cells on the right, please enter the percentage of transformers that pass (do not contain PCBs > 50 ppm) or fail (do contain PCBs > 50 ppm) for each of the three tests shown. The flow diagram on the right is included to assist with estimating the number of transformers that are in need of being replaced with new, PCB-free, energy-efficient models. The table below shows the results (both in absolute numbers of units and percentages) of the percentages you enter at the various kVA ratings.
Input #4: For each of the transformer ratings shown, please update the yellow cells to show the typical losses (at 100% load) for a non-evaluated (low efficiency) transformer and for a high efficiency unit. The price of the high efficiency unit should also be entered since the spreadsheet calculates the number of years before the new unit fully pays for itself through energy savings. Please also enter the average loading for this particular kVA rating (root mean square).

## Stock Scalar
Transformer Indices | 2010 | 2011 | 2012 | 2013 | 2014 | 2015 | 2016 | 2017 | 2018 | 2019 | 2020 | 2021 | 2022 | 2023 | 2024 | 2025 | 2026 | 2027 | 2028 | 2029 | 2030 | 2031 | 2032 | 2033 | 2034 | 2035 | 2036 | 2037 | 2038 | 2039 | 2040 |  | Average, 2020-2030
Botswana | 1953.3737 | 2090.5454 | 2176.2827 | 2319.2942 | 2429.7887 | 2572.2196 | 2690.7995 | 2817.9499 | 2947.6409 | 3098.7257 | 3257.4969 | 3427.9252 | 3609.7212 | 3802.5909 | 4006.2366 | 4220.3584 | 4449.8363 | 4694.3452 | 4953.5536 | 5227.1199 | 5514.6876 | 5822.228 | 6149.3052 | 6495.4408 | 6860.1065 | 7242.7188 | 7650.5703 | 8082.9307 | 8539.0112 | 9017.9705 | 9518.9217 | Botswana | 36.95% | Botswana | Multiplier
Eswatini | 614.4956 | 666.3362 | 722.2088 | 787.763 | 860.8033 | 938.0742 | 1016.9671 | 1095.9779 | 1178.684 | 1271.5394 | 1368.8314 | 1472.5243 | 1582.3994 | 1698.2175 | 1819.7192 | 1946.6256 | 2081.2765 | 2223.3519 | 2372.5217 | 2528.4504 | 2690.8029 | 2862.4786 | 3043.1422 | 3232.4661 | 3430.13 | 3635.8195 | 3853.2574 | 4082.1143 | 4322.0529 | 4572.7255 | 4833.7709 | Eswatini | 17.06% | Eswatini | Average
Lesotho | 335.4072 | 363.703 | 394.1997 | 429.9809 | 469.8481 | 512.0245 | 555.0862 | 598.2123 | 643.3553 | 694.0382 | 747.1426 | 803.7408 | 863.7134 | 926.9298 | 993.2485 | 1062.5172 | 1136.013 | 1213.5614 | 1294.982 | 1380.0918 | 1468.7078 | 1562.4128 | 1661.0235 | 1764.3612 | 1872.2512 | 1984.5216 | 2103.2047 | 2228.1206 | 2359.0851 | 2495.9085 | 2638.3936 | Lesotho | 9.314% | Lesotho | 101.8%
Madagascar | 1144.9396 | 1225.3407 | 1275.5942 | 1359.4182 | 1424.1828 | 1507.6665 | 1577.1703 | 1651.6975 | 1727.7139 | 1816.2699 | 1909.3312 | 2009.2251 | 2115.782 | 2228.8295 | 2348.1933 | 2473.6975 | 2608.2024 | 2751.5175 | 2903.4484 | 3063.7951 | 3232.3484 | 3412.6084 | 3604.3196 | 3807.2017 | 4020.9448 | 4245.207 | 4484.2629 | 4737.6842 | 5005.0087 | 5285.7432 | 5579.368 | Madagascar | 21.66% | Madagascar | 54.06%
Malawi | 961.0372 | 1014.7511 | 1067.0333 | 1125.0206 | 1183.8912 | 1243.6024 | 1304.7041 | 1366.1886 | 1431.3627 | 1504.9853 | 1582.3613 | 1665.4322 | 1754.0654 | 1848.1278 | 1947.4862 | 2052.0068 | 2164.0795 | 2283.5562 | 2410.2821 | 2544.0934 | 2684.8136 | 2835.3443 | 2995.4608 | 3164.9145 | 3343.4309 | 3530.7091 | 3730.2876 | 3941.7987 | 4164.8498 | 4399.0262 | 4643.8941 | Malawi | 17.97% | Malawi | 14.9%
Mauritius | 1172.7722 | 1271.7106 | 1378.3441 | 1503.4551 | 1642.8534 | 1790.3258 | 1940.8937 | 2091.6869 | 2249.5323 | 2426.748 | 2612.4309 | 2810.3301 | 3020.028 | 3241.0683 | 3472.9557 | 3715.1581 | 3972.1408 | 4243.2935 | 4527.9858 | 4825.5777 | 5135.4293 | 5463.0744 | 5807.873 | 6169.1999 | 6546.4438 | 6939.0046 | 7353.9876 | 7790.7635 | 8248.6892 | 8727.1008 | 9225.3092 | Mauritius | 32.57% | Mauritius | 88.03%
Mozambique* | 5348.8921 | 5647.8504 | 5938.8398 | 6261.5827 | 6589.2416 | 6921.5791 | 7261.6559 | 7603.8629 | 7966.6058 | 8376.3705 | 8807.0264 | 9269.3782 | 9762.6883 | 10286.2161 | 10839.2199 | 11420.9555 | 12044.724 | 12709.7009 | 13415.0259 | 14159.7861 | 14942.9992 | 15780.8154 | 16671.9839 | 17615.1207 | 18608.6981 | 19651.0413 | 20761.8453 | 21939.0632 | 23180.5097 | 24483.8767 | 25846.7501 | Mozambique | 100% | Mozambique | 75.23%
Namibia | 2309.03 | 2471.1769 | 2572.5246 | 2741.5747 | 2872.1872 | 3040.5509 | 3180.721 | 3331.022 | 3484.3262 | 3662.9195 | 3850.5986 | 4052.0573 | 4266.9534 | 4494.9394 | 4735.6634 | 4988.771 | 5260.0306 | 5549.0579 | 5855.4611 | 6178.8364 | 6518.7624 | 6882.2975 | 7268.9266 | 7678.0841 | 8109.1455 | 8561.4211 | 9043.5313 | 9554.6128 | 10093.7331 | 10659.898 | 11252.0587 | Namibia | 43.67% | Namibia | 76.38%
Seychelles | 305.0958 | 326.528 | 328.8147 | 331.5249 | 335.3857 | 336.7614 | 338.2835 | 339.3307 | 340.0417 | 342.3099 | 344.7614 | 347.3712 | 350.15 | 353.1111 | 356.2704 | 359.6459 | 363.3346 | 367.3578 | 371.7372 | 376.4941 | 381.648 | 387.2733 | 393.3814 | 399.9779 | 407.0616 | 414.6239 | 422.6661 | 431.1664 | 440.0982 | 449.4312 | 459.1329 | Seychelles | 3.111% | Seychelles
Tanzania | 2763.1757 | 2957.2141 | 3078.4951 | 3280.7943 | 3437.096 | 3638.5739 | 3806.313 | 3986.1757 | 4169.632 | 4383.3515 | 4607.9439 | 4849.0259 | 5106.1883 | 5379.0151 | 5667.0853 | 5969.9748 | 6294.5863 | 6640.4603 | 7007.1276 | 7394.1052 | 7800.8886 | 8235.9247 | 8698.597 | 9188.2286 | 9704.0722 | 10245.3024 | 10822.2353 | 11433.8375 | 12078.9934 | 12756.513 | 13465.1413 | Tanzania | 52.26% | Tanzania | 19.82%
Zambia | 3947.2017 | 4167.8173 | 4382.5522 | 4620.7195 | 4862.5146 | 5107.7623 | 5358.7211 | 5611.2519 | 5878.9371 | 6181.322 | 6499.1235 | 6840.3148 | 7204.3518 | 7590.6879 | 7998.7756 | 8428.066 | 8888.3744 | 9379.0925 | 9899.5853 | 10449.1793 | 11027.1495 | 11645.4138 | 12303.0494 | 12999.0349 | 13732.2429 | 14501.4375 | 15321.1526 | 16189.8776 | 17106 | 18067.8165 | 19073.5456 | Zambia | 73.79% | Zambia | 9.433%
Zimbabwe | 4152.971 | 4444.605 | 4626.8867 | 4930.9364 | 5165.8532 | 5468.6685 | 5720.7754 | 5991.1036 | 6266.8331 | 6588.0471 | 6925.6027 | 7287.9419 | 7674.4494 | 8084.5 | 8517.4609 | 8972.6948 | 9460.5763 | 9980.4146 | 10531.5047 | 11113.1205 | 11724.5039 | 12378.3502 | 13073.7329 | 13809.6347 | 14584.9322 | 15398.3853 | 16265.4983 | 17184.7182 | 18154.3684 | 19172.6601 | 20237.7075 | Zimbabwe | 78.55% | Zimbabwe | 239.3%
1518%
BOTSWANA | [34 empty] | 1612%
Installed Capacity (MVA) of DTs in the system for years shown
Transformer Type | 2010 | 2011 | 2012 | 2013 | 2014 | 2015 | 2016 | 2017 | 2018 | 2019 | 2020 | 2021 | 2022 | 2023 | 2024 | 2025 | 2026 | 2027 | 2028 | 2029 | 2030 | 2031 | 2032 | 2033 | 2034 | 2035 | 2036 | 2037 | 2038 | 2039 | 2040
Three-Phase Oil-Filled: | 1422.5602 | 1522.879 | 1594.1348 | 1706.1763 | 1794.3171 | 1912.4593 | 2006.5688 | 2106.0172 | 2207.3747 | 2327.7134 | 2454.0842 | 2589.4934 | 2733.7003 | 2886.456 | 3047.5037 | 3216.5814 | 3397.3673 | 3589.5789 | 3792.9313 | 4007.1372 | 4231.9061 | 4471.7749 | 4726.4158 | 4995.4796 | 5278.5881 | 5575.3282 | 5891.2866 | 6225.9462 | 6578.7451 | 6949.0794 | 7336.3073
Three-Phase Dry-Type: | 502.417 | 535.737 | 546.653 | 574.4566 | 592.7903 | 611.1632 | 631.3957 | 654.7855 | 678.7358 | 704.0451 | 730.7615 | 759.7383 | 790.9429 | 824.348 | 859.9317 | 897.6763 | 938.6512 | 982.836 | 1030.2062 | 1080.7289 | 1134.3587 | 1192.362 | 1254.6502 | 1321.1127 | 1391.6171 | 1466.0108 | 1545.7832 | 1630.7401 | 1720.6746 | 1815.3702 | 1914.6035
Single-Phase Oil Filled: | 28.3965 | 31.9294 | 35.4949 | 38.6613 | 42.6813 | 48.5971 | 52.835 | 57.1472 | 61.5304 | 66.9672 | 72.6512 | 78.6935 | 85.078 | 91.7869 | 98.8012 | 106.1008 | 113.8178 | 121.9303 | 130.4161 | 139.2538 | 148.4227 | 158.091 | 168.2391 | 178.8486 | 189.9013 | 201.3797 | 213.5005 | 226.2445 | 239.5916 | 253.521 | 268.0109
Total: | 1953.3737 | 2090.5454 | 2176.2827 | 2319.2942 | 2429.7887 | 2572.2196 | 2690.7995 | 2817.9499 | 2947.6409 | 3098.7257 | 3257.4969 | 3427.9252 | 3609.7212 | 3802.5909 | 4006.2366 | 4220.3584 | 4449.8363 | 4694.3452 | 4953.5536 | 5227.1199 | 5514.6876 | 5822.228 | 6149.3052 | 6495.4408 | 6860.1065 | 7242.7188 | 7650.5703 | 8082.9307 | 8539.0112 | 9017.9705 | 9518.9217
TWh consumption: | 2.7202 | 2.9666 | 3.213 | 3.4594 | 3.7058 | 3.9522 | 4.2214 | 4.4907 | 4.7599 | 5.0291 | 5.2984 | 5.6546 | 6.0109 | 6.3671 | 6.7234 | 7.0796 | 7.5422 | 8.0048 | 8.4674 | 8.93 | 9.3926 | 9.9855 | 10.5785 | 11.1714 | 11.7643 | 12.3573 | 13.113 | 13.8688 | 14.6245 | 15.3803 | 16.136
Load factor (W/VA): | 0.31794 | 0.32399 | 0.33707 | 0.34054 | 0.34821 | 0.35079 | 0.35818 | 0.36383 | 0.36868 | 0.37054 | 0.37135 | 0.37662 | 0.38018 | 0.38229 | 0.38316 | 0.38299 | 0.38697 | 0.38932 | 0.39027 | 0.39005 | 0.38886 | 0.39157 | 0.39276 | 0.39267 | 0.39153 | 0.38953 | 0.39132 | 0.39174 | 0.39102 | 0.38939 | 0.38702
MVA / billion kWh consumed: | 718.0923 | 704.6909 | 677.3366 | 670.4351 | 655.6765 | 650.8389 | 637.4176 | 627.5142 | 619.265 | 616.153 | 614.808 | 606.2139 | 600.5297 | 597.2207 | 595.8652 | 596.1259 | 589.9889 | 586.439 | 585.013 | 585.3425 | 587.1303 | 583.0658 | 581.3039 | 581.4349 | 583.1279 | 586.1107 | 583.4336 | 582.8155 | 583.8833 | 586.3336 | 589.9173
Cumulative electricity losses from DT stock in year shown (TWh/year)
Transformer Type | 2010 | 2011 | 2012 | 2013 | 2014 | 2015 | 2016 | 2017 | 2018 | 2019 | 2020 | 2021 | 2022 | 2023 | 2024 | 2025 | 2026 | 2027 | 2028 | 2029 | 2030 | 2031 | 2032 | 2033 | 2034 | 2035 | 2036 | 2037 | 2038 | 2039 | 2040
Three-Phase Oil-Filled: | 0.087461 | 0.093099 | 0.097012 | 0.10329 | 0.10814 | 0.11472 | 0.11989 | 0.12534 | 0.13088 | 0.1375 | 0.13739 | 0.13735 | 0.13737 | 0.13745 | 0.13758 | 0.13776 | 0.13808 | 0.13853 | 0.13912 | 0.13987 | 0.14079 | 0.14198 | 0.14349 | 0.14531 | 0.14748 | 0.15003 | 0.15309 | 0.15669 | 0.16084 | 0.16556 | 0.17084
Three-Phase Dry-Type: | 0.049264 | 0.052254 | 0.053132 | 0.055582 | 0.057139 | 0.058693 | 0.060412 | 0.062415 | 0.064462 | 0.066626 | 0.06555 | 0.064475 | 0.063403 | 0.06234 | 0.06129 | 0.060261 | 0.059294 | 0.058399 | 0.057589 | 0.056877 | 0.056276 | 0.055838 | 0.055578 | 0.055508 | 0.055638 | 0.055977 | 0.056579 | 0.057448 | 0.058582 | 0.059979 | 0.061631
Single-Phase Oil Filled: | 0.0021138 | 0.002358 | 0.0026036 | 0.00282 | 0.0030956 | 0.0035032 | 0.0037922 | 0.0040854 | 0.0043826 | 0.004752 | 0.0047864 | 0.0048238 | 0.0048635 | 0.0049052 | 0.0049481 | 0.0049919 | 0.0050397 | 0.0050912 | 0.0051464 | 0.0052054 | 0.0052688 | 0.0053415 | 0.0054244 | 0.0055186 | 0.0056253 | 0.0057456 | 0.0058861 | 0.0060475 | 0.0062304 | 0.0064353 | 0.006662
Total: | 0.13884 | 0.14771 | 0.15275 | 0.16169 | 0.16838 | 0.17692 | 0.18409 | 0.19184 | 0.19973 | 0.20888 | 0.20773 | 0.20665 | 0.20564 | 0.2047 | 0.20382 | 0.20301 | 0.20241 | 0.20202 | 0.20186 | 0.20195 | 0.20233 | 0.20316 | 0.20449 | 0.20634 | 0.20875 | 0.21175 | 0.21556 | 0.22019 | 0.22566 | 0.23197 | 0.23913
DT losses as % of consumpt: | 5.104% | 4.979% | 4.754% | 4.674% | 4.544% | 4.476% | 4.361% | 4.272% | 4.196% | 4.153% | 3.921% | 3.655% | 3.421% | 3.215% | 3.031% | 2.868% | 2.684% | 2.524% | 2.384% | 2.262% | 2.154% | 2.035% | 1.933% | 1.847% | 1.774% | 1.714% | 1.644% | 1.588% | 1.543% | 1.508% | 1.482%
ESWATINI
Installed Capacity (MVA) of DTs in the system for years shown
Transformer Type | 2010 | 2011 | 2012 | 2013 | 2014 | 2015 | 2016 | 2017 | 2018 | 2019 | 2020 | 2021 | 2022 | 2023 | 2024 | 2025 | 2026 | 2027 | 2028 | 2029 | 2030 | 2031 | 2032 | 2033 | 2034 | 2035 | 2036 | 2037 | 2038 | 2039 | 2040
Three-Phase Oil-Filled: | 509.9647 | 553.1081 | 599.0265 | 653.336 | 714.5005 | 779.3614 | 846.0498 | 912.3923 | 982.4636 | 1060.6389 | 1142.5683 | 1229.8923 | 1322.4333 | 1419.9965 | 1522.3695 | 1629.3226 | 1742.8055 | 1862.5517 | 1988.2845 | 2119.7208 | 2256.5767 | 2401.2616 | 2553.4913 | 2712.989 | 2879.4856 | 3052.7182 | 3235.7884 | 3428.425 | 3630.3526 | 3841.2876 | 4060.9362
Three-Phase Dry-Type: | 82.6461 | 89.4516 | 97.4313 | 106.2847 | 115.3881 | 124.8361 | 134.1453 | 143.9931 | 153.5857 | 164.8286 | 176.5957 | 189.1377 | 202.4232 | 216.4184 | 231.0877 | 246.3937 | 262.6386 | 279.7821 | 297.7839 | 316.6044 | 336.205 | 356.9653 | 378.8463 | 401.8093 | 425.8155 | 450.8248 | 477.3174 | 505.2476 | 534.5677 | 565.2274 | 597.1743
Single-Phase Oil Filled: | 21.8848 | 23.7765 | 25.7511 | 28.1423 | 30.9147 | 33.8768 | 36.772 | 39.5926 | 42.6346 | 46.0719 | 49.6674 | 53.4943 | 57.5429 | 61.8026 | 66.2621 | 70.9093 | 75.8323 | 81.0181 | 86.4533 | 92.1252 | 98.0212 | 104.2518 | 110.8047 | 117.6677 | 124.8289 | 132.2764 | 140.1517 | 148.4416 | 157.1326 | 166.2105 | 175.6605
Total: | 614.4956 | 666.3362 | 722.2088 | 787.763 | 860.8033 | 938.0742 | 1016.9671 | 1095.9779 | 1178.684 | 1271.5394 | 1368.8314 | 1472.5243 | 1582.3994 | 1698.2175 | 1819.7192 | 1946.6256 | 2081.2765 | 2223.3519 | 2372.5217 | 2528.4504 | 2690.8029 | 2862.4786 | 3043.1422 | 3232.4661 | 3430.13 | 3635.8195 | 3853.2574 | 4082.1143 | 4322.0529 | 4572.7255 | 4833.7709
TWh consumption: | 1.0966 | 1.1959 | 1.2952 | 1.3946 | 1.4939 | 1.5932 | 1.7018 | 1.8103 | 1.9188 | 2.0274 | 2.1359 | 2.2795 | 2.4232 | 2.5668 | 2.7104 | 2.854 | 3.0405 | 3.227 | 3.4135 | 3.5999 | 3.7864 | 4.0255 | 4.2645 | 4.5035 | 4.7425 | 4.9816 | 5.2862 | 5.5909 | 5.8956 | 6.2002 | 6.5049
Load factor (W/VA): | 0.40743 | 0.40977 | 0.40946 | 0.40418 | 0.39623 | 0.38776 | 0.38205 | 0.37712 | 0.37168 | 0.36403 | 0.35626 | 0.35344 | 0.34962 | 0.34508 | 0.34006 | 0.33473 | 0.33353 | 0.33137 | 0.32848 | 0.32506 | 0.32127 | 0.32107 | 0.31994 | 0.31808 | 0.31566 | 0.31282 | 0.31322 | 0.3127 | 0.31143 | 0.30957 | 0.30724
MVA / billion kWh consumed: | 560.3648 | 557.1724 | 557.5825 | 564.8766 | 576.2119 | 588.7891 | 597.5947 | 605.4095 | 614.266 | 627.1803 | 640.8591 | 645.9727 | 653.0314 | 661.6156 | 671.387 | 682.0688 | 684.5209 | 688.9904 | 695.0499 | 702.359 | 710.6448 | 711.0952 | 713.6028 | 717.7672 | 723.2704 | 729.8565 | 728.9249 | 730.1373 | 733.1041 | 737.5105 | 743.0988
Cumulative electricity losses from DT stock in year shown (TWh/year)
Transformer Type | 2010 | 2011 | 2012 | 2013 | 2014 | 2015 | 2016 | 2017 | 2018 | 2019 | 2020 | 2021 | 2022 | 2023 | 2024 | 2025 | 2026 | 2027 | 2028 | 2029 | 2030 | 2031 | 2032 | 2033 | 2034 | 2035 | 2036 | 2037 | 2038 | 2039 | 2040
Three-Phase Oil-Filled: | 0.030572 | 0.032947 | 0.035469 | 0.038457 | 0.041821 | 0.045382 | 0.049034 | 0.052654 | 0.056472 | 0.06073 | 0.061369 | 0.062063 | 0.062807 | 0.063594 | 0.064419 | 0.065276 | 0.066204 | 0.0672 | 0.068259 | 0.06938 | 0.070562 | 0.071864 | 0.07329 | 0.074847 | 0.076544 | 0.078392 | 0.080471 | 0.082793 | 0.085367 | 0.088202 | 0.091303
Three-Phase Dry-Type: | 0.0089961 | 0.009677 | 0.010477 | 0.011364 | 0.012273 | 0.013215 | 0.014139 | 0.015114 | 0.016061 | 0.017173 | 0.017165 | 0.017164 | 0.017167 | 0.017175 | 0.017185 | 0.017197 | 0.017221 | 0.017258 | 0.01731 | 0.017376 | 0.01746 | 0.017578 | 0.017734 | 0.017931 | 0.018173 | 0.018466 | 0.018827 | 0.019262 | 0.01977 | 0.020353 | 0.021011
Single-Phase Oil Filled: | 0.0015465 | 0.0016696 | 0.0017978 | 0.0019534 | 0.0021339 | 0.0023264 | 0.0025139 | 0.0026958 | 0.0028917 | 0.0031131 | 0.0031257 | 0.0031399 | 0.0031556 | 0.0031723 | 0.0031898 | 0.0032079 | 0.0032287 | 0.0032521 | 0.0032782 | 0.0033072 | 0.0033393 | 0.0033778 | 0.0034232 | 0.0034762 | 0.0035375 | 0.0036079 | 0.0036912 | 0.0037881 | 0.0038989 | 0.0040236 | 0.0041624
Total: | 0.041115 | 0.044293 | 0.047743 | 0.051774 | 0.056228 | 0.060923 | 0.065686 | 0.070464 | 0.075425 | 0.081016 | 0.08166 | 0.082367 | 0.08313 | 0.083941 | 0.084793 | 0.08568 | 0.086654 | 0.087711 | 0.088847 | 0.090063 | 0.091362 | 0.09282 | 0.094447 | 0.096253 | 0.098254 | 0.10047 | 0.10299 | 0.10584 | 0.10904 | 0.11258 | 0.11648
DT losses as % of consumpt: | 3.749% | 3.704% | 3.686% | 3.713% | 3.764% | 3.824% | 3.86% | 3.892% | 3.931% | 3.996% | 3.823% | 3.613% | 3.431% | 3.27% | 3.128% | 3.002% | 2.85% | 2.718% | 2.603% | 2.502% | 2.413% | 2.306% | 2.215% | 2.137% | 2.072% | 2.017% | 1.948% | 1.893% | 1.849% | 1.816% | 1.791%
LESOTHO
Installed Capacity (MVA) of DTs in the system for years shown
Transformer Type | 2010 | 2011 | 2012 | 2013 | 2014 | 2015 | 2016 | 2017 | 2018 | 2019 | 2020 | 2021 | 2022 | 2023 | 2024 | 2025 | 2026 | 2027 | 2028 | 2029 | 2030 | 2031 | 2032 | 2033 | 2034 | 2035 | 2036 | 2037 | 2038 | 2039 | 2040
Three-Phase Oil-Filled: | 278.3515 | 301.9003 | 326.9637 | 356.6072 | 389.9923 | 425.395 | 461.7952 | 498.0066 | 536.2533 | 578.9234 | 623.6425 | 671.3061 | 721.8173 | 775.0698 | 830.9475 | 889.3252 | 951.267 | 1016.6276 | 1085.2556 | 1156.9969 | 1231.6963 | 1310.6689 | 1393.7597 | 1480.8176 | 1571.6956 | 1666.2503 | 1766.1746 | 1871.3205 | 1981.5377 | 2096.6713 | 2216.561
Three-Phase Dry-Type: | 45.1103 | 48.8249 | 53.1804 | 58.0129 | 62.9817 | 68.1387 | 73.2199 | 78.595 | 83.831 | 89.9676 | 96.3903 | 103.2361 | 110.4877 | 118.1266 | 126.1334 | 134.4879 | 143.3548 | 152.7121 | 162.5379 | 172.8106 | 183.5091 | 194.8406 | 206.7838 | 219.3176 | 232.4208 | 246.0715 | 260.5318 | 275.7769 | 291.7805 | 308.5153 | 325.9527
Single-Phase Oil Filled: | 11.9453 | 12.9778 | 14.0556 | 15.3608 | 16.874 | 18.4908 | 20.0711 | 21.6106 | 23.271 | 25.1472 | 27.1097 | 29.1985 | 31.4084 | 33.7334 | 36.1675 | 38.7041 | 41.3912 | 44.2217 | 47.1884 | 50.2843 | 53.5024 | 56.9032 | 60.48 | 64.226 | 68.1348 | 72.1998 | 76.4983 | 81.0232 | 85.7669 | 90.7218 | 95.8799
Total: | 335.4072 | 363.703 | 394.1997 | 429.9809 | 469.8481 | 512.0245 | 555.0862 | 598.2123 | 643.3553 | 694.0382 | 747.1426 | 803.7408 | 863.7134 | 926.9298 | 993.2485 | 1062.5172 | 1136.013 | 1213.5614 | 1294.982 | 1380.0918 | 1468.7078 | 1562.4128 | 1661.0235 | 1764.3612 | 1872.2512 | 1984.5216 | 2103.2047 | 2228.1206 | 2359.0851 | 2495.9085 | 2638.3936
TWh consumption: | 0.59855 | 0.65277 | 0.70698 | 0.76119 | 0.81541 | 0.86962 | 0.92887 | 0.98811 | 1.0474 | 1.1066 | 1.1658 | 1.2442 | 1.3226 | 1.401 | 1.4794 | 1.5578 | 1.6596 | 1.7614 | 1.8631 | 1.9649 | 2.0667 | 2.1972 | 2.3277 | 2.4581 | 2.5886 | 2.7191 | 2.8854 | 3.0516 | 3.2179 | 3.3842 | 3.5505
Load factor (W/VA): | 0.40743 | 0.40977 | 0.40946 | 0.40418 | 0.39623 | 0.38776 | 0.38205 | 0.37712 | 0.37168 | 0.36403 | 0.35626 | 0.35344 | 0.34962 | 0.34508 | 0.34006 | 0.33473 | 0.33353 | 0.33137 | 0.32848 | 0.32506 | 0.32127 | 0.32107 | 0.31994 | 0.31808 | 0.31566 | 0.31282 | 0.31322 | 0.3127 | 0.31143 | 0.30957 | 0.30724
MVA / billion kWh consumed: | 560.3648 | 557.1724 | 557.5825 | 564.8766 | 576.2119 | 588.7891 | 597.5947 | 605.4095 | 614.266 | 627.1803 | 640.8591 | 645.9727 | 653.0314 | 661.6156 | 671.387 | 682.0688 | 684.5209 | 688.9904 | 695.0499 | 702.359 | 710.6448 | 711.0952 | 713.6028 | 717.7672 | 723.2704 | 729.8565 | 728.9249 | 730.1373 | 733.1041 | 737.5105 | 743.0988
Cumulative electricity losses from DT stock in year shown (TWh/year)
Transformer Type | 2010 | 2011 | 2012 | 2013 | 2014 | 2015 | 2016 | 2017 | 2018 | 2019 | 2020 | 2021 | 2022 | 2023 | 2024 | 2025 | 2026 | 2027 | 2028 | 2029 | 2030 | 2031 | 2032 | 2033 | 2034 | 2035 | 2036 | 2037 | 2038 | 2039 | 2040
Three-Phase Oil-Filled: | 0.016687 | 0.017983 | 0.01936 | 0.020991 | 0.022827 | 0.024771 | 0.026764 | 0.02874 | 0.030824 | 0.033148 | 0.033497 | 0.033876 | 0.034282 | 0.034711 | 0.035162 | 0.035629 | 0.036136 | 0.036679 | 0.037257 | 0.037869 | 0.038515 | 0.039225 | 0.040003 | 0.040853 | 0.041779 | 0.042788 | 0.043923 | 0.04519 | 0.046596 | 0.048143 | 0.049836
Three-Phase Dry-Type: | 0.0049103 | 0.0052819 | 0.0057185 | 0.0062026 | 0.0066989 | 0.0072128 | 0.0077171 | 0.0082498 | 0.0087666 | 0.0093733 | 0.0093692 | 0.0093685 | 0.0093704 | 0.0093744 | 0.0093798 | 0.0093863 | 0.0093997 | 0.0094201 | 0.009448 | 0.0094843 | 0.0095301 | 0.0095946 | 0.0096795 | 0.009787 | 0.0099194 | 0.010079 | 0.010276 | 0.010514 | 0.010791 | 0.011109 | 0.011468
Single-Phase Oil Filled: | 0.0008441 | 0.0009113 | 0.00098126 | 0.0010662 | 0.0011647 | 0.0012698 | 0.0013721 | 0.0014714 | 0.0015784 | 0.0016992 | 0.0017061 | 0.0017139 | 0.0017224 | 0.0017315 | 0.0017411 | 0.001751 | 0.0017623 | 0.0017751 | 0.0017893 | 0.0018051 | 0.0018227 | 0.0018437 | 0.0018685 | 0.0018974 | 0.0019309 | 0.0019693 | 0.0020148 | 0.0020677 | 0.0021281 | 0.0021962 | 0.0022719
Total: | 0.022442 | 0.024176 | 0.026059 | 0.028259 | 0.030691 | 0.033253 | 0.035853 | 0.038461 | 0.041169 | 0.04422 | 0.044572 | 0.044958 | 0.045374 | 0.045817 | 0.046282 | 0.046766 | 0.047298 | 0.047875 | 0.048495 | 0.049159 | 0.049868 | 0.050664 | 0.051551 | 0.052538 | 0.05363 | 0.054837 | 0.056214 | 0.057772 | 0.059515 | 0.061449 | 0.063576
DT losses as % of consumpt: | 3.749% | 3.704% | 3.686% | 3.713% | 3.764% | 3.824% | 3.86% | 3.892% | 3.931% | 3.996% | 3.823% | 3.613% | 3.431% | 3.27% | 3.128% | 3.002% | 2.85% | 2.718% | 2.603% | 2.502% | 2.413% | 2.306% | 2.215% | 2.137% | 2.072% | 2.017% | 1.948% | 1.893% | 1.849% | 1.816% | 1.791%
MADAGASCAR
Installed Capacity (MVA) of DTs in the system for years shown
Transformer Type | 2010 | 2011 | 2012 | 2013 | 2014 | 2015 | 2016 | 2017 | 2018 | 2019 | 2020 | 2021 | 2022 | 2023 | 2024 | 2025 | 2026 | 2027 | 2028 | 2029 | 2030 | 2031 | 2032 | 2033 | 2034 | 2035 | 2036 | 2037 | 2038 | 2039 | 2040
Three-Phase Oil-Filled: | 833.8115 | 892.6119 | 934.3773 | 1000.0487 | 1051.711 | 1120.9583 | 1176.1191 | 1234.4093 | 1293.8184 | 1364.353 | 1438.4233 | 1517.7913 | 1602.316 | 1691.8513 | 1786.2469 | 1885.3492 | 1991.314 | 2103.9759 | 2223.1677 | 2348.7212 | 2480.466 | 2621.0613 | 2770.3152 | 2928.0227 | 3093.9623 | 3267.8919 | 3453.086 | 3649.2416 | 3856.0292 | 4073.0948 | 4300.0625
Three-Phase Dry-Type: | 294.4839 | 314.0139 | 320.4122 | 336.7088 | 347.4548 | 358.2238 | 370.0828 | 383.7924 | 397.8304 | 412.6651 | 428.3245 | 445.3088 | 463.5989 | 483.1788 | 504.0356 | 526.159 | 550.1758 | 576.074 | 603.8394 | 633.4525 | 664.8867 | 698.8845 | 735.3937 | 774.3497 | 815.6747 | 859.2795 | 906.0368 | 955.8329 | 1008.5466 | 1064.051 | 1122.2151
Single-Phase Oil Filled: | 16.6442 | 18.7149 | 20.8048 | 22.6607 | 25.017 | 28.4844 | 30.9684 | 33.4959 | 36.0651 | 39.2518 | 42.5834 | 46.125 | 49.8671 | 53.7995 | 57.9108 | 62.1893 | 66.7125 | 71.4675 | 76.4414 | 81.6214 | 86.9957 | 92.6626 | 98.6108 | 104.8293 | 111.3077 | 118.0356 | 125.14 | 132.6097 | 140.4329 | 148.5974 | 157.0904
Total: | 1144.9396 | 1225.3407 | 1275.5942 | 1359.4182 | 1424.1828 | 1507.6665 | 1577.1703 | 1651.6975 | 1727.7139 | 1816.2699 | 1909.3312 | 2009.2251 | 2115.782 | 2228.8295 | 2348.1933 | 2473.6975 | 2608.2024 | 2751.5175 | 2903.4484 | 3063.7951 | 3232.3484 | 3412.6084 | 3604.3196 | 3807.2017 | 4020.9448 | 4245.207 | 4484.2629 | 4737.6842 | 5005.0087 | 5285.7432 | 5579.368
TWh consumption: | 1.5944 | 1.7388 | 1.8832 | 2.0277 | 2.1721 | 2.3165 | 2.4743 | 2.6321 | 2.7899 | 2.9478 | 3.1056 | 3.3144 | 3.5232 | 3.732 | 3.9408 | 4.1496 | 4.4208 | 4.6919 | 4.963 | 5.2342 | 5.5053 | 5.8529 | 6.2004 | 6.5479 | 6.8955 | 7.243 | 7.686 | 8.129 | 8.5719 | 9.0149 | 9.4579
Load factor (W/VA): | 0.31794 | 0.32399 | 0.33707 | 0.34054 | 0.34821 | 0.35079 | 0.35818 | 0.36383 | 0.36868 | 0.37054 | 0.37135 | 0.37662 | 0.38018 | 0.38229 | 0.38316 | 0.38299 | 0.38697 | 0.38932 | 0.39027 | 0.39005 | 0.38886 | 0.39157 | 0.39276 | 0.39267 | 0.39153 | 0.38953 | 0.39132 | 0.39174 | 0.39102 | 0.38939 | 0.38702
MVA / billion kWh consumed: | 718.0923 | 704.6909 | 677.3366 | 670.4351 | 655.6765 | 650.8389 | 637.4176 | 627.5142 | 619.265 | 616.153 | 614.808 | 606.2139 | 600.5297 | 597.2207 | 595.8652 | 596.1259 | 589.9889 | 586.439 | 585.013 | 585.3425 | 587.1303 | 583.0658 | 581.3039 | 581.4349 | 583.1279 | 586.1107 | 583.4336 | 582.8155 | 583.8833 | 586.3336 | 589.9173
Cumulative electricity losses from DT stock in year shown (TWh/year)
Transformer Type | 2010 | 2011 | 2012 | 2013 | 2014 | 2015 | 2016 | 2017 | 2018 | 2019 | 2020 | 2021 | 2022 | 2023 | 2024 | 2025 | 2026 | 2027 | 2028 | 2029 | 2030 | 2031 | 2032 | 2033 | 2034 | 2035 | 2036 | 2037 | 2038 | 2039 | 2040
Three-Phase Oil-Filled: | 0.057448 | 0.061152 | 0.063722 | 0.067842 | 0.071033 | 0.075354 | 0.078746 | 0.082329 | 0.08597 | 0.090314 | 0.090244 | 0.090218 | 0.090233 | 0.090283 | 0.090368 | 0.090487 | 0.090694 | 0.090991 | 0.091382 | 0.091874 | 0.092475 | 0.093262 | 0.094247 | 0.095446 | 0.096873 | 0.098544 | 0.10056 | 0.10292 | 0.10565 | 0.10875 | 0.11221
Three-Phase Dry-Type: | 0.032231 | 0.034187 | 0.034762 | 0.036364 | 0.037383 | 0.0384 | 0.039525 | 0.040835 | 0.042174 | 0.04359 | 0.042886 | 0.042182 | 0.041481 | 0.040786 | 0.040099 | 0.039426 | 0.038793 | 0.038208 | 0.037677 | 0.037211 | 0.036818 | 0.036532 | 0.036362 | 0.036316 | 0.036401 | 0.036623 | 0.037017 | 0.037585 | 0.038327 | 0.039241 | 0.040322
Single-Phase Oil Filled: | 0.0013727 | 0.0015313 | 0.0016907 | 0.0018313 | 0.0020103 | 0.002275 | 0.0024626 | 0.002653 | 0.002846 | 0.0030859 | 0.0031082 | 0.0031325 | 0.0031583 | 0.0031854 | 0.0032133 | 0.0032417 | 0.0032727 | 0.0033062 | 0.003342 | 0.0033804 | 0.0034215 | 0.0034687 | 0.0035226 | 0.0035838 | 0.003653 | 0.0037312 | 0.0038224 | 0.0039272 | 0.004046 | 0.004179 | 0.0043262
Total: | 0.091051 | 0.09687 | 0.10017 | 0.10604 | 0.11043 | 0.11603 | 0.12073 | 0.12582 | 0.13099 | 0.13699 | 0.13624 | 0.13553 | 0.13487 | 0.13425 | 0.13368 | 0.13315 | 0.13276 | 0.1325 | 0.1324 | 0.13247 | 0.13271 | 0.13326 | 0.13413 | 0.13535 | 0.13693 | 0.1389 | 0.1414 | 0.14443 | 0.14802 | 0.15217 | 0.15686
DT losses as % of consumpt: | 5.711% | 5.571% | 5.319% | 5.23% | 5.084% | 5.009% | 4.879% | 4.78% | 4.695% | 4.647% | 4.387% | 4.089% | 3.828% | 3.597% | 3.392% | 3.209% | 3.003% | 2.824% | 2.668% | 2.531% | 2.411% | 2.277% | 2.163% | 2.067% | 1.986% | 1.918% | 1.84% | 1.777% | 1.727% | 1.688% | 1.659%
MALAWI
Installed Capacity (MVA) of DTs in the system for years shown
Transformer Type | 2010 | 2011 | 2012 | 2013 | 2014 | 2015 | 2016 | 2017 | 2018 | 2019 | 2020 | 2021 | 2022 | 2023 | 2024 | 2025 | 2026 | 2027 | 2028 | 2029 | 2030 | 2031 | 2032 | 2033 | 2034 | 2035 | 2036 | 2037 | 2038 | 2039 | 2040
Three-Phase Oil-Filled: | 760.0519 | 805.6906 | 849.8775 | 897.138 | 944.7479 | 992.7987 | 1042.1646 | 1091.3872 | 1143.4974 | 1202.6817 | 1264.8731 | 1331.6036 | 1402.7653 | 1478.2493 | 1557.9457 | 1641.7447 | 1731.5321 | 1827.1895 | 1928.5952 | 2035.6233 | 2148.1406 | 2268.4503 | 2396.387 | 2531.7677 | 2674.3893 | 2824.0277 | 2983.493 | 3152.5064 | 3330.7675 | 3517.9567 | 3713.7377
Three-Phase Dry-Type: | 200.9853 | 209.0605 | 217.1558 | 227.8826 | 239.1433 | 250.8037 | 262.5395 | 274.8013 | 287.8652 | 302.3035 | 317.4883 | 333.8287 | 351.3001 | 369.8786 | 389.5405 | 410.2621 | 432.5474 | 456.3667 | 481.6869 | 508.4701 | 536.673 | 566.894 | 599.0738 | 633.1469 | 669.0416 | 706.6814 | 746.7946 | 789.2923 | 834.0823 | 881.0695 | 930.1564
Single-Phase Oil Filled: | 0 | 0 | 0 | 0 | 0 | 0 | 0 | 0 | 0 | 0 | 0 | 0 | 0 | 0 | 0 | 0 | 0 | 0 | 0 | 0 | 0 | 0 | 0 | 0 | 0 | 0 | 0 | 0 | 0 | 0 | 0
Total: | 961.0372 | 1014.7511 | 1067.0333 | 1125.0206 | 1183.8912 | 1243.6024 | 1304.7041 | 1366.1886 | 1431.3627 | 1504.9853 | 1582.3613 | 1665.4322 | 1754.0654 | 1848.1278 | 1947.4862 | 2052.0068 | 2164.0795 | 2283.5562 | 2410.2821 | 2544.0934 | 2684.8136 | 2835.3443 | 2995.4608 | 3164.9145 | 3343.4309 | 3530.7091 | 3730.2876 | 3941.7987 | 4164.8498 | 4399.0262 | 4643.8941
TWh consumption: | 1.7165 | 1.8719 | 2.0274 | 2.1829 | 2.3383 | 2.4938 | 2.6637 | 2.8336 | 3.0035 | 3.1734 | 3.3433 | 3.5681 | 3.7929 | 4.0177 | 4.2425 | 4.4672 | 4.7591 | 5.051 | 5.3429 | 5.6348 | 5.9267 | 6.3009 | 6.675 | 7.0491 | 7.4233 | 7.7974 | 8.2743 | 8.7512 | 9.2281 | 9.7049 | 10.1818
Load factor (W/VA): | 0.40777 | 0.42117 | 0.4338 | 0.44299 | 0.45094 | 0.45783 | 0.46612 | 0.47354 | 0.47907 | 0.48141 | 0.48238 | 0.48914 | 0.49368 | 0.49633 | 0.49736 | 0.49704 | 0.50209 | 0.505 | 0.5061 | 0.50568 | 0.504 | 0.50736 | 0.50876 | 0.50851 | 0.50691 | 0.50421 | 0.50642 | 0.50687 | 0.50587 | 0.50369 | 0.50057
MVA / billion kWh consumed: | 559.8948 | 542.0881 | 526.3063 | 515.386 | 506.2957 | 498.6758 | 489.8082 | 482.139 | 476.5659 | 474.2518 | 473.2956 | 466.7591 | 462.464 | 460.0008 | 459.047 | 459.3447 | 454.7203 | 452.0961 | 451.1155 | 451.494 | 453.0008 | 449.9927 | 448.7579 | 448.9787 | 450.3982 | 452.805 | 450.8284 | 450.4307 | 451.3247 | 453.2771 | 456.0967
Cumulative electricity losses from DT stock in year shown (TWh/year)
Transformer Type | 2010 | 2011 | 2012 | 2013 | 2014 | 2015 | 2016 | 2017 | 2018 | 2019 | 2020 | 2021 | 2022 | 2023 | 2024 | 2025 | 2026 | 2027 | 2028 | 2029 | 2030 | 2031 | 2032 | 2033 | 2034 | 2035 | 2036 | 2037 | 2038 | 2039 | 2040
Three-Phase Oil-Filled: | 0.056234 | 0.059296 | 0.062242 | 0.065389 | 0.068549 | 0.071726 | 0.074982 | 0.078216 | 0.081638 | 0.085537 | 0.085341 | 0.085183 | 0.085062 | 0.084974 | 0.08492 | 0.0849 | 0.084966 | 0.085123 | 0.085375 | 0.08573 | 0.086196 | 0.086846 | 0.087691 | 0.088745 | 0.090019 | 0.091529 | 0.093361 | 0.095527 | 0.098034 | 0.10089 | 0.10409
Three-Phase Dry-Type: | 0.022003 | 0.022787 | 0.023569 | 0.024622 | 0.025725 | 0.026865 | 0.028009 | 0.029202 | 0.030474 | 0.031881 | 0.031531 | 0.031186 | 0.030847 | 0.030515 | 0.030193 | 0.029881 | 0.029602 | 0.029357 | 0.029153 | 0.028994 | 0.028884 | 0.028852 | 0.028901 | 0.029039 | 0.029269 | 0.029598 | 0.030053 | 0.030639 | 0.031354 | 0.0322 | 0.033172
Single-Phase Oil Filled: | 0 | 0 | 0 | 0 | 0 | 0 | 0 | 0 | 0 | 0 | 0 | 0 | 0 | 0 | 0 | 0 | 0 | 0 | 0 | 0 | 0 | 0 | 0 | 0 | 0 | 0 | 0 | 0 | 0 | 0 | 0
Total: | 0.078238 | 0.082083 | 0.085811 | 0.090011 | 0.094274 | 0.098591 | 0.10299 | 0.10742 | 0.11211 | 0.11742 | 0.11687 | 0.11637 | 0.11591 | 0.11549 | 0.11511 | 0.11478 | 0.11457 | 0.11448 | 0.11453 | 0.11472 | 0.11508 | 0.1157 | 0.11659 | 0.11778 | 0.11929 | 0.12113 | 0.12341 | 0.12617 | 0.12939 | 0.13309 | 0.13726
DT losses as % of consumpt: | 4.558% | 4.385% | 4.233% | 4.124% | 4.032% | 3.953% | 3.866% | 3.791% | 3.733% | 3.7% | 3.496% | 3.261% | 3.056% | 2.875% | 2.713% | 2.569% | 2.407% | 2.266% | 2.144% | 2.036% | 1.942% | 1.836% | 1.747% | 1.671% | 1.607% | 1.553% | 1.492% | 1.442% | 1.402% | 1.371% | 1.348%
MAURITIUS
Installed Capacity (MVA) of DTs in the system for years shown
Transformer Type | 2010 | 2011 | 2012 | 2013 | 2014 | 2015 | 2016 | 2017 | 2018 | 2019 | 2020 | 2021 | 2022 | 2023 | 2024 | 2025 | 2026 | 2027 | 2028 | 2029 | 2030 | 2031 | 2032 | 2033 | 2034 | 2035 | 2036 | 2037 | 2038 | 2039 | 2040
Three-Phase Oil-Filled: | 973.2736 | 1055.6134 | 1143.2491 | 1246.8995 | 1363.6326 | 1487.4204 | 1614.6961 | 1741.3115 | 1875.0435 | 2024.242 | 2180.6053 | 2347.264 | 2523.8796 | 2710.0802 | 2905.4602 | 3109.5815 | 3326.165 | 3554.7021 | 3794.6645 | 4045.5122 | 4306.7034 | 4582.8362 | 4873.3684 | 5177.7718 | 5495.5325 | 5826.149 | 6175.5405 | 6543.1898 | 6928.571 | 7331.143 | 7750.3449
Three-Phase Dry-Type: | 157.7312 | 170.7194 | 185.9487 | 202.8456 | 220.2196 | 238.2511 | 256.0179 | 274.8125 | 293.1202 | 314.5773 | 337.0349 | 360.9715 | 386.327 | 413.0371 | 441.0335 | 470.2453 | 501.2489 | 533.9675 | 568.3241 | 604.2433 | 641.6512 | 681.2724 | 723.0326 | 766.8579 | 812.6738 | 860.4045 | 910.9659 | 964.2711 | 1020.2288 | 1078.7432 | 1139.7142
Single-Phase Oil Filled: | 41.7675 | 45.3777 | 49.1462 | 53.7099 | 59.0012 | 64.6543 | 70.1798 | 75.5629 | 81.3686 | 87.9288 | 94.7907 | 102.0945 | 109.8214 | 117.951 | 126.4619 | 135.3313 | 144.7269 | 154.6239 | 164.9972 | 175.8221 | 187.0746 | 198.9658 | 211.472 | 224.5702 | 238.2375 | 252.4511 | 267.4812 | 283.3026 | 299.8894 | 317.2146 | 335.2501
Total: | 1172.7722 | 1271.7106 | 1378.3441 | 1503.4551 | 1642.8534 | 1790.3258 | 1940.8937 | 2091.6869 | 2249.5323 | 2426.748 | 2612.4309 | 2810.3301 | 3020.028 | 3241.0683 | 3472.9557 | 3715.1581 | 3972.1408 | 4243.2935 | 4527.9858 | 4825.5777 | 5135.4293 | 5463.0744 | 5807.873 | 6169.1999 | 6546.4438 | 6939.0046 | 7353.9876 | 7790.7635 | 8248.6892 | 8727.1008 | 9225.3092
TWh consumption: | 2.0929 | 2.2824 | 2.472 | 2.6616 | 2.8511 | 3.0407 | 3.2478 | 3.455 | 3.6621 | 3.8693 | 4.0765 | 4.3505 | 4.6246 | 4.8987 | 5.1728 | 5.4469 | 5.8028 | 6.1587 | 6.5146 | 6.8705 | 7.2264 | 7.6826 | 8.1388 | 8.595 | 9.0512 | 9.5074 | 10.0888 | 10.6703 | 11.2517 | 11.8332 | 12.4146
Load factor (W/VA): | 0.40743 | 0.40977 | 0.40946 | 0.40418 | 0.39623 | 0.38776 | 0.38205 | 0.37712 | 0.37168 | 0.36403 | 0.35626 | 0.35344 | 0.34962 | 0.34508 | 0.34006 | 0.33473 | 0.33353 | 0.33137 | 0.32848 | 0.32506 | 0.32127 | 0.32107 | 0.31994 | 0.31808 | 0.31566 | 0.31282 | 0.31322 | 0.3127 | 0.31143 | 0.30957 | 0.30724
MVA / billion kWh consumed: | 560.3648 | 557.1724 | 557.5825 | 564.8766 | 576.2119 | 588.7891 | 597.5947 | 605.4095 | 614.266 | 627.1803 | 640.8591 | 645.9727 | 653.0314 | 661.6156 | 671.387 | 682.0688 | 684.5209 | 688.9904 | 695.0499 | 702.359 | 710.6448 | 711.0952 | 713.6028 | 717.7672 | 723.2704 | 729.8565 | 728.9249 | 730.1373 | 733.1041 | 737.5105 | 743.0988
Cumulative electricity losses from DT stock in year shown (TWh/year)
Transformer Type | 2010 | 2011 | 2012 | 2013 | 2014 | 2015 | 2016 | 2017 | 2018 | 2019 | 2020 | 2021 | 2022 | 2023 | 2024 | 2025 | 2026 | 2027 | 2028 | 2029 | 2030 | 2031 | 2032 | 2033 | 2034 | 2035 | 2036 | 2037 | 2038 | 2039 | 2040
Three-Phase Oil-Filled: | 0.058348 | 0.062879 | 0.067692 | 0.073395 | 0.079817 | 0.086613 | 0.093582 | 0.10049 | 0.10778 | 0.1159 | 0.11712 | 0.11845 | 0.11987 | 0.12137 | 0.12294 | 0.12458 | 0.12635 | 0.12825 | 0.13027 | 0.13241 | 0.13467 | 0.13715 | 0.13987 | 0.14285 | 0.14608 | 0.14961 | 0.15358 | 0.15801 | 0.16292 | 0.16834 | 0.17425
Three-Phase Dry-Type: | 0.017169 | 0.018469 | 0.019995 | 0.021688 | 0.023423 | 0.02522 | 0.026983 | 0.028846 | 0.030653 | 0.032774 | 0.03276 | 0.032757 | 0.032764 | 0.032778 | 0.032797 | 0.03282 | 0.032867 | 0.032938 | 0.033036 | 0.033162 | 0.033323 | 0.033548 | 0.033845 | 0.034221 | 0.034684 | 0.035242 | 0.035932 | 0.036761 | 0.037732 | 0.038845 | 0.0401
Single-Phase Oil Filled: | 0.0029515 | 0.0031864 | 0.003431 | 0.003728 | 0.0040726 | 0.00444 | 0.0047978 | 0.0051449 | 0.0055188 | 0.0059415 | 0.0059654 | 0.0059926 | 0.0060224 | 0.0060543 | 0.0060877 | 0.0061224 | 0.0061621 | 0.0062067 | 0.0062565 | 0.0063118 | 0.0063731 | 0.0064465 | 0.0065332 | 0.0066343 | 0.0067514 | 0.0068857 | 0.0070448 | 0.0072297 | 0.007441 | 0.0076792 | 0.0079439
Total: | 0.078468 | 0.084534 | 0.091118 | 0.098811 | 0.10731 | 0.11627 | 0.12536 | 0.13448 | 0.14395 | 0.15462 | 0.15585 | 0.1572 | 0.15865 | 0.1602 | 0.16183 | 0.16352 | 0.16538 | 0.1674 | 0.16957 | 0.17189 | 0.17437 | 0.17715 | 0.18025 | 0.1837 | 0.18752 | 0.19174 | 0.19656 | 0.202 | 0.2081 | 0.21486 | 0.2223
DT losses as % of consumpt: | 3.749% | 3.704% | 3.686% | 3.713% | 3.764% | 3.824% | 3.86% | 3.892% | 3.931% | 3.996% | 3.823% | 3.613% | 3.431% | 3.27% | 3.128% | 3.002% | 2.85% | 2.718% | 2.603% | 2.502% | 2.413% | 2.306% | 2.215% | 2.137% | 2.072% | 2.017% | 1.948% | 1.893% | 1.849% | 1.816% | 1.791%
MOZAMBIQUE
Installed Capacity (MVA) of DTs in the system for years shown
Transformer Type | 2010 | 2011 | 2012 | 2013 | 2014 | 2015 | 2016 | 2017 | 2018 | 2019 | 2020 | 2021 | 2022 | 2023 | 2024 | 2025 | 2026 | 2027 | 2028 | 2029 | 2030 | 2031 | 2032 | 2033 | 2034 | 2035 | 2036 | 2037 | 2038 | 2039 | 2040
Three-Phase Oil-Filled: | 4230.2581 | 4484.272 | 4730.2051 | 4993.2451 | 5258.2297 | 5525.6687 | 5800.427 | 6074.3876 | 6364.42 | 6693.825 | 7039.9664 | 7411.3715 | 7807.4399 | 8227.5647 | 8671.1352 | 9137.5395 | 9637.2737 | 10169.6783 | 10734.0774 | 11329.769 | 11956.0119 | 12625.6257 | 13337.6892 | 14091.1839 | 14884.9803 | 15717.83 | 16605.374 | 17546.0601 | 18538.2166 | 19580.0647 | 20669.7326
Three-Phase Dry-Type: | 1118.634 | 1163.5784 | 1208.6346 | 1268.3376 | 1331.0119 | 1395.9105 | 1461.2289 | 1529.4753 | 1602.1858 | 1682.5456 | 1767.0601 | 1858.0067 | 1955.2483 | 2058.6515 | 2168.0847 | 2283.416 | 2407.4502 | 2540.0226 | 2680.9485 | 2830.0172 | 2986.9873 | 3155.1897 | 3334.2946 | 3523.9368 | 3723.7178 | 3933.2112 | 4156.4712 | 4393.0031 | 4642.2931 | 4903.812 | 5177.0175
Single-Phase Oil Filled: | 0 | 0 | 0 | 0 | 0 | 0 | 0 | 0 | 0 | 0 | 0 | 0 | 0 | 0 | 0 | 0 | 0 | 0 | 0 | 0 | 0 | 0 | 0 | 0 | 0 | 0 | 0 | 0 | 0 | 0 | 0
Total: | 5348.8921 | 5647.8504 | 5938.8398 | 6261.5827 | 6589.2416 | 6921.5791 | 7261.6559 | 7603.8629 | 7966.6058 | 8376.3705 | 8807.0264 | 9269.3782 | 9762.6883 | 10286.2161 | 10839.2199 | 11420.9555 | 12044.724 | 12709.7009 | 13415.0259 | 14159.7861 | 14942.9992 | 15780.8154 | 16671.9839 | 17615.1207 | 18608.6981 | 19651.0413 | 20761.8453 | 21939.0632 | 23180.5097 | 24483.8767 | 25846.7501
TWh consumption: | 9.5534 | 10.4187 | 11.284 | 12.1493 | 13.0146 | 13.8799 | 14.8255 | 15.7711 | 16.7167 | 17.6623 | 18.6079 | 19.859 | 21.1102 | 22.3613 | 23.6124 | 24.8636 | 26.4882 | 28.1128 | 29.7374 | 31.3621 | 32.9867 | 35.069 | 37.1514 | 39.2338 | 41.3161 | 43.3985 | 46.0527 | 48.7069 | 51.3611 | 54.0153 | 56.6694
Load factor (W/VA): | 0.40777 | 0.42117 | 0.4338 | 0.44299 | 0.45094 | 0.45783 | 0.46612 | 0.47354 | 0.47907 | 0.48141 | 0.48238 | 0.48914 | 0.49368 | 0.49633 | 0.49736 | 0.49704 | 0.50209 | 0.505 | 0.5061 | 0.50568 | 0.504 | 0.50736 | 0.50876 | 0.50851 | 0.50691 | 0.50421 | 0.50642 | 0.50687 | 0.50587 | 0.50369 | 0.50057
MVA / billion kWh consumed: | 559.8948 | 542.0881 | 526.3063 | 515.386 | 506.2957 | 498.6758 | 489.8082 | 482.139 | 476.5659 | 474.2518 | 473.2956 | 466.7591 | 462.464 | 460.0008 | 459.047 | 459.3447 | 454.7203 | 452.0961 | 451.1155 | 451.494 | 453.0008 | 449.9927 | 448.7579 | 448.9787 | 450.3982 | 452.805 | 450.8284 | 450.4307 | 451.3247 | 453.2771 | 456.0967
Cumulative electricity losses from DT stock in year shown (TWh/year)
Transformer Type | 2010 | 2011 | 2012 | 2013 | 2014 | 2015 | 2016 | 2017 | 2018 | 2019 | 2020 | 2021 | 2022 | 2023 | 2024 | 2025 | 2026 | 2027 | 2028 | 2029 | 2030 | 2031 | 2032 | 2033 | 2034 | 2035 | 2036 | 2037 | 2038 | 2039 | 2040
Three-Phase Oil-Filled: | 0.31299 | 0.33003 | 0.34642 | 0.36394 | 0.38152 | 0.39921 | 0.41733 | 0.43533 | 0.45438 | 0.47608 | 0.47498 | 0.47411 | 0.47343 | 0.47294 | 0.47264 | 0.47253 | 0.4729 | 0.47377 | 0.47518 | 0.47715 | 0.47975 | 0.48336 | 0.48807 | 0.49393 | 0.50103 | 0.50943 | 0.51962 | 0.53168 | 0.54563 | 0.56151 | 0.57933
Three-Phase Dry-Type: | 0.12246 | 0.12683 | 0.13118 | 0.13704 | 0.14318 | 0.14953 | 0.15589 | 0.16253 | 0.16961 | 0.17744 | 0.17549 | 0.17357 | 0.17169 | 0.16984 | 0.16804 | 0.16631 | 0.16475 | 0.1634 | 0.16226 | 0.16137 | 0.16076 | 0.16058 | 0.16086 | 0.16162 | 0.16291 | 0.16473 | 0.16727 | 0.17053 | 0.17451 | 0.17922 | 0.18463
Single-Phase Oil Filled: | 0 | 0 | 0 | 0 | 0 | 0 | 0 | 0 | 0 | 0 | 0 | 0 | 0 | 0 | 0 | 0 | 0 | 0 | 0 | 0 | 0 | 0 | 0 | 0 | 0 | 0 | 0 | 0 | 0 | 0 | 0
Total: | 0.43545 | 0.45686 | 0.4776 | 0.50098 | 0.5247 | 0.54873 | 0.57322 | 0.59786 | 0.62399 | 0.65352 | 0.65048 | 0.64768 | 0.64512 | 0.64279 | 0.64069 | 0.63884 | 0.63766 | 0.63717 | 0.63744 | 0.63852 | 0.64051 | 0.64395 | 0.64893 | 0.65555 | 0.66393 | 0.67416 | 0.68689 | 0.70221 | 0.72014 | 0.74073 | 0.76396
DT losses as % of consumpt: | 4.558% | 4.385% | 4.233% | 4.124% | 4.032% | 3.953% | 3.866% | 3.791% | 3.733% | 3.7% | 3.496% | 3.261% | 3.056% | 2.875% | 2.713% | 2.569% | 2.407% | 2.266% | 2.144% | 2.036% | 1.942% | 1.836% | 1.747% | 1.671% | 1.607% | 1.553% | 1.492% | 1.442% | 1.402% | 1.371% | 1.348%
NAMIBIA
Installed Capacity (MVA) of DTs in the system for years shown
Transformer Type | 2010 | 2011 | 2012 | 2013 | 2014 | 2015 | 2016 | 2017 | 2018 | 2019 | 2020 | 2021 | 2022 | 2023 | 2024 | 2025 | 2026 | 2027 | 2028 | 2029 | 2030 | 2031 | 2032 | 2033 | 2034 | 2035 | 2036 | 2037 | 2038 | 2039 | 2040
Three-Phase Oil-Filled: | 1681.5698 | 1800.1539 | 1884.3834 | 2016.8246 | 2121.0134 | 2260.6662 | 2371.9105 | 2489.4657 | 2609.2777 | 2751.5268 | 2900.9063 | 3060.9698 | 3231.4329 | 3412.0012 | 3602.3713 | 3802.2334 | 4015.9355 | 4243.1437 | 4483.521 | 4736.728 | 5002.4213 | 5285.9636 | 5586.9677 | 5905.0207 | 6239.6755 | 6590.444 | 6963.9298 | 7359.5218 | 7776.5558 | 8214.3179 | 8672.0495
Three-Phase Dry-Type: | 593.8935 | 633.2801 | 646.1837 | 679.0496 | 700.7213 | 722.4394 | 746.3557 | 774.0042 | 802.3152 | 832.2326 | 863.8133 | 898.066 | 934.9521 | 974.4394 | 1016.5018 | 1061.1187 | 1109.5541 | 1161.7837 | 1217.7788 | 1277.5003 | 1340.8946 | 1409.4588 | 1483.0879 | 1561.6514 | 1644.9927 | 1732.9316 | 1827.2283 | 1927.6535 | 2033.9627 | 2145.8998 | 2263.2007
Single-Phase Oil Filled: | 33.5668 | 37.7429 | 41.9575 | 45.7004 | 50.4525 | 57.4453 | 62.4548 | 67.5521 | 72.7334 | 79.1601 | 85.879 | 93.0215 | 100.5684 | 108.4988 | 116.7902 | 125.4189 | 134.541 | 144.1305 | 154.1613 | 164.6081 | 175.4465 | 186.8751 | 198.8709 | 211.412 | 224.4772 | 238.0455 | 252.3732 | 267.4374 | 283.2147 | 299.6803 | 316.8084
Total: | 2309.03 | 2471.1769 | 2572.5246 | 2741.5747 | 2872.1872 | 3040.5509 | 3180.721 | 3331.022 | 3484.3262 | 3662.9195 | 3850.5986 | 4052.0573 | 4266.9534 | 4494.9394 | 4735.6634 | 4988.771 | 5260.0306 | 5549.0579 | 5855.4611 | 6178.8364 | 6518.7624 | 6882.2975 | 7268.9266 | 7678.0841 | 8109.1455 | 8561.4211 | 9043.5313 | 9554.6128 | 10093.7331 | 10659.898 | 11252.0587
TWh consumption: | 3.2155 | 3.5068 | 3.798 | 4.0892 | 4.3805 | 4.6717 | 4.99 | 5.3083 | 5.6266 | 5.9448 | 6.2631 | 6.6842 | 7.1053 | 7.5264 | 7.9475 | 8.3687 | 8.9155 | 9.4623 | 10.0091 | 10.5559 | 11.1028 | 11.8036 | 12.5045 | 13.2054 | 13.9063 | 14.6072 | 15.5005 | 16.3939 | 17.2872 | 18.1806 | 19.074
Load factor (W/VA): | 0.31794 | 0.32399 | 0.33707 | 0.34054 | 0.34821 | 0.35079 | 0.35818 | 0.36383 | 0.36868 | 0.37054 | 0.37135 | 0.37662 | 0.38018 | 0.38229 | 0.38316 | 0.38299 | 0.38697 | 0.38932 | 0.39027 | 0.39005 | 0.38886 | 0.39157 | 0.39276 | 0.39267 | 0.39153 | 0.38953 | 0.39132 | 0.39174 | 0.39102 | 0.38939 | 0.38702
MVA / billion kWh consumed: | 718.0923 | 704.6909 | 677.3366 | 670.4351 | 655.6765 | 650.8389 | 637.4176 | 627.5142 | 619.265 | 616.153 | 614.808 | 606.2139 | 600.5297 | 597.2207 | 595.8652 | 596.1259 | 589.9889 | 586.439 | 585.013 | 585.3425 | 587.1303 | 583.0658 | 581.3039 | 581.4349 | 583.1279 | 586.1107 | 583.4336 | 582.8155 | 583.8833 | 586.3336 | 589.9173
Cumulative electricity losses from DT stock in year shown (TWh/year)
Transformer Type | 2010 | 2011 | 2012 | 2013 | 2014 | 2015 | 2016 | 2017 | 2018 | 2019 | 2020 | 2021 | 2022 | 2023 | 2024 | 2025 | 2026 | 2027 | 2028 | 2029 | 2030 | 2031 | 2032 | 2033 | 2034 | 2035 | 2036 | 2037 | 2038 | 2039 | 2040
Three-Phase Oil-Filled: | 0.10339 | 0.11005 | 0.11468 | 0.12209 | 0.12783 | 0.13561 | 0.14171 | 0.14816 | 0.15471 | 0.16253 | 0.16241 | 0.16236 | 0.16239 | 0.16248 | 0.16263 | 0.16284 | 0.16322 | 0.16375 | 0.16445 | 0.16534 | 0.16642 | 0.16784 | 0.16961 | 0.17177 | 0.17434 | 0.17734 | 0.18096 | 0.18522 | 0.19013 | 0.1957 | 0.20194
Three-Phase Dry-Type: | 0.058233 | 0.061768 | 0.062806 | 0.065702 | 0.067543 | 0.06938 | 0.071412 | 0.073779 | 0.076199 | 0.078757 | 0.077485 | 0.076214 | 0.074947 | 0.07369 | 0.072449 | 0.071233 | 0.07009 | 0.069032 | 0.068074 | 0.067232 | 0.066522 | 0.066005 | 0.065698 | 0.065614 | 0.065768 | 0.066169 | 0.066881 | 0.067907 | 0.069248 | 0.070899 | 0.072853
Single-Phase Oil Filled: | 0.0024987 | 0.0027874 | 0.0030776 | 0.0033334 | 0.0036592 | 0.004141 | 0.0044826 | 0.0048292 | 0.0051806 | 0.0056172 | 0.0056579 | 0.005702 | 0.0057491 | 0.0057983 | 0.005849 | 0.0059008 | 0.0059573 | 0.0060181 | 0.0060834 | 0.0061532 | 0.0062281 | 0.0063141 | 0.0064121 | 0.0065234 | 0.0066495 | 0.0067918 | 0.0069578 | 0.0071485 | 0.0073648 | 0.007607 | 0.0078749
Total: | 0.16412 | 0.17461 | 0.18056 | 0.19113 | 0.19904 | 0.20913 | 0.21761 | 0.22677 | 0.23609 | 0.24691 | 0.24555 | 0.24428 | 0.24308 | 0.24197 | 0.24093 | 0.23998 | 0.23926 | 0.2388 | 0.23861 | 0.23872 | 0.23917 | 0.24016 | 0.24172 | 0.24391 | 0.24675 | 0.2503 | 0.2548 | 0.26028 | 0.26674 | 0.27421 | 0.28267
DT losses as % of consumpt: | 5.104% | 4.979% | 4.754% | 4.674% | 4.544% | 4.476% | 4.361% | 4.272% | 4.196% | 4.153% | 3.921% | 3.655% | 3.421% | 3.215% | 3.031% | 2.868% | 2.684% | 2.524% | 2.384% | 2.262% | 2.154% | 2.035% | 1.933% | 1.847% | 1.774% | 1.714% | 1.644% | 1.588% | 1.543% | 1.508% | 1.482%
SEYCHELLES
Installed Capacity (MVA) of DTs in the system for years shown
Transformer Type | 2010 | 2011 | 2012 | 2013 | 2014 | 2015 | 2016 | 2017 | 2018 | 2019 | 2020 | 2021 | 2022 | 2023 | 2024 | 2025 | 2026 | 2027 | 2028 | 2029 | 2030 | 2031 | 2032 | 2033 | 2034 | 2035 | 2036 | 2037 | 2038 | 2039 | 2040
Three-Phase Oil-Filled: | 258.4768 | 277.0548 | 279.3186 | 281.9301 | 285.512 | 286.9718 | 288.5525 | 289.7271 | 290.616 | 292.8397 | 295.2182 | 297.7288 | 300.3787 | 303.1771 | 306.1354 | 309.2668 | 312.652 | 316.3075 | 320.2505 | 324.4983 | 329.0676 | 334.0227 | 339.3749 | 345.131 | 351.2923 | 357.8543 | 364.8206 | 372.1749 | 379.8965 | 387.961 | 396.342
Three-Phase Dry-Type: | 46.619 | 49.4733 | 49.4962 | 49.5947 | 49.8737 | 49.7895 | 49.731 | 49.6035 | 49.4257 | 49.4703 | 49.5432 | 49.6423 | 49.7713 | 49.934 | 50.135 | 50.3791 | 50.6826 | 51.0503 | 51.4868 | 51.9959 | 52.5804 | 53.2506 | 54.0065 | 54.847 | 55.7693 | 56.7696 | 57.8455 | 58.9915 | 60.2017 | 61.4702 | 62.791
Single-Phase Oil Filled: | 0 | 0 | 0 | 0 | 0 | 0 | 0 | 0 | 0 | 0 | 0 | 0 | 0 | 0 | 0 | 0 | 0 | 0 | 0 | 0 | 0 | 0 | 0 | 0 | 0 | 0 | 0 | 0 | 0 | 0 | 0
Total: | 305.0958 | 326.528 | 328.8147 | 331.5249 | 335.3857 | 336.7614 | 338.2835 | 339.3307 | 340.0417 | 342.3099 | 344.7614 | 347.3712 | 350.15 | 353.1111 | 356.2704 | 359.6459 | 363.3346 | 367.3578 | 371.7372 | 376.4941 | 381.648 | 387.2733 | 393.3814 | 399.9779 | 407.0616 | 414.6239 | 422.6661 | 431.1664 | 440.0982 | 449.4312 | 459.1329
TWh consumption: | 0.28452 | 0.29393 | 0.30335 | 0.31276 | 0.32218 | 0.33159 | 0.34225 | 0.35291 | 0.36357 | 0.37423 | 0.38488 | 0.39482 | 0.40475 | 0.41468 | 0.42461 | 0.43454 | 0.44616 | 0.45778 | 0.46941 | 0.48103 | 0.49265 | 0.50556 | 0.51846 | 0.53137 | 0.54427 | 0.55717 | 0.57044 | 0.58371 | 0.59698 | 0.61025 | 0.62351
Load factor (W/VA): | 0.21291 | 0.20552 | 0.21063 | 0.21539 | 0.21932 | 0.22481 | 0.23099 | 0.23745 | 0.24411 | 0.2496 | 0.25488 | 0.25949 | 0.26391 | 0.26812 | 0.2721 | 0.27585 | 0.28036 | 0.28451 | 0.2883 | 0.2917 | 0.29472 | 0.29804 | 0.3009 | 0.30331 | 0.30527 | 0.30681 | 0.30813 | 0.30909 | 0.3097 | 0.31 | 0.31005
MVA / billion kWh consumed: | 1072.3255 | 1110.8918 | 1083.9502 | 1059.9844 | 1040.991 | 1015.5818 | 988.4031 | 961.5201 | 935.2888 | 914.7127 | 895.7522 | 879.832 | 865.1106 | 851.534 | 839.0591 | 827.6519 | 814.3584 | 802.4705 | 791.9302 | 782.684 | 774.6799 | 766.0329 | 758.7477 | 752.7354 | 747.9032 | 744.154 | 740.9441 | 738.6651 | 737.2102 | 736.4759 | 736.3642
Cumulative electricity losses from DT stock in year shown (TWh/year)
Transformer Type | 2010 | 2011 | 2012 | 2013 | 2014 | 2015 | 2016 | 2017 | 2018 | 2019 | 2020 | 2021 | 2022 | 2023 | 2024 | 2025 | 2026 | 2027 | 2028 | 2029 | 2030 | 2031 | 2032 | 2033 | 2034 | 2035 | 2036 | 2037 | 2038 | 2039 | 2040
Three-Phase Oil-Filled: | 0.029745 | 0.031624 | 0.031735 | 0.031886 | 0.032142 | 0.032172 | 0.032216 | 0.03222 | 0.032195 | 0.032313 | 0.031461 | 0.030606 | 0.029749 | 0.028892 | 0.028038 | 0.02719 | 0.026354 | 0.025533 | 0.024732 | 0.023956 | 0.02321 | 0.0225 | 0.021833 | 0.021213 | 0.020644 | 0.020132 | 0.019679 | 0.019289 | 0.018963 | 0.018702 | 0.018505
Three-Phase Dry-Type: | 0.0051457 | 0.0054213 | 0.0054012 | 0.0053895 | 0.0053967 | 0.0053668 | 0.0053399 | 0.0053064 | 0.0052682 | 0.0052531 | 0.0050651 | 0.0048771 | 0.0046897 | 0.0045036 | 0.0043195 | 0.0041384 | 0.0039616 | 0.00379 | 0.0036248 | 0.003467 | 0.0033176 | 0.0031778 | 0.0030484 | 0.0029302 | 0.0028236 | 0.0027291 | 0.0026469 | 0.002577 | 0.0025191 | 0.002473 | 0.002438
Single-Phase Oil Filled: | 0 | 0 | 0 | 0 | 0 | 0 | 0 | 0 | 0 | 0 | 0 | 0 | 0 | 0 | 0 | 0 | 0 | 0 | 0 | 0 | 0 | 0 | 0 | 0 | 0 | 0 | 0 | 0 | 0 | 0 | 0
Total: | 0.034891 | 0.037045 | 0.037137 | 0.037275 | 0.037538 | 0.037539 | 0.037556 | 0.037526 | 0.037463 | 0.037566 | 0.036527 | 0.035483 | 0.034439 | 0.033396 | 0.032358 | 0.031329 | 0.030315 | 0.029323 | 0.028357 | 0.027423 | 0.026528 | 0.025678 | 0.024881 | 0.024143 | 0.023468 | 0.022861 | 0.022326 | 0.021866 | 0.021483 | 0.021175 | 0.020943
DT losses as % of consumpt: | 12.26% | 12.6% | 12.24% | 11.92% | 11.65% | 11.32% | 10.97% | 10.63% | 10.3% | 10.04% | 9.49% | 8.987% | 8.509% | 8.053% | 7.621% | 7.21% | 6.795% | 6.405% | 6.041% | 5.701% | 5.385% | 5.079% | 4.799% | 4.544% | 4.312% | 4.103% | 3.914% | 3.746% | 3.599% | 3.47% | 3.359%
TANZANIA
Installed Capacity (MVA) of DTs in the system for years shown
Transformer Type | 2010 | 2011 | 2012 | 2013 | 2014 | 2015 | 2016 | 2017 | 2018 | 2019 | 2020 | 2021 | 2022 | 2023 | 2024 | 2025 | 2026 | 2027 | 2028 | 2029 | 2030 | 2031 | 2032 | 2033 | 2034 | 2035 | 2036 | 2037 | 2038 | 2039 | 2040
Three-Phase Oil-Filled: | 2012.305 | 2154.2126 | 2255.0086 | 2413.4987 | 2538.1796 | 2705.2996 | 2838.4237 | 2979.1 | 3122.4768 | 3292.7038 | 3471.4637 | 3663.0089 | 3866.9991 | 4083.082 | 4310.8946 | 4550.0661 | 4805.7996 | 5077.6957 | 5365.351 | 5668.3593 | 5986.3098 | 6325.62 | 6685.8263 | 7066.4347 | 7466.9103 | 7886.6687 | 8333.6127 | 8807.0107 | 9306.068 | 9829.9302 | 10377.6896
Three-Phase Dry-Type: | 710.7019 | 757.8352 | 773.2766 | 812.6067 | 838.5409 | 864.5306 | 893.1507 | 926.2372 | 960.1165 | 995.9182 | 1033.7103 | 1074.6999 | 1118.8408 | 1166.0946 | 1216.4299 | 1269.8222 | 1327.7839 | 1390.2862 | 1457.2945 | 1528.7622 | 1604.6251 | 1686.6746 | 1774.7853 | 1868.8008 | 1968.534 | 2073.7688 | 2186.6121 | 2306.7892 | 2434.0074 | 2567.9606 | 2708.3326
Single-Phase Oil Filled: | 40.1688 | 45.1662 | 50.2099 | 54.6889 | 60.3756 | 68.7437 | 74.7386 | 80.8384 | 87.0387 | 94.7295 | 102.7699 | 111.3172 | 120.3484 | 129.8386 | 139.7608 | 150.0865 | 161.0028 | 172.4784 | 184.4821 | 196.9837 | 209.9537 | 223.6301 | 237.9853 | 252.9931 | 268.6279 | 284.8649 | 302.0105 | 320.0377 | 338.918 | 358.6221 | 379.1191
Total: | 2763.1757 | 2957.2141 | 3078.4951 | 3280.7943 | 3437.096 | 3638.5739 | 3806.313 | 3986.1757 | 4169.632 | 4383.3515 | 4607.9439 | 4849.0259 | 5106.1883 | 5379.0151 | 5667.0853 | 5969.9748 | 6294.5863 | 6640.4603 | 7007.1276 | 7394.1052 | 7800.8886 | 8235.9247 | 8698.597 | 9188.2286 | 9704.0722 | 10245.3024 | 10822.2353 | 11433.8375 | 12078.9934 | 12756.513 | 13465.1413
TWh consumption: | 3.8479 | 4.1965 | 4.545 | 4.8935 | 5.2421 | 5.5906 | 5.9715 | 6.3523 | 6.7332 | 7.1141 | 7.4949 | 7.9989 | 8.5028 | 9.0067 | 9.5107 | 10.0146 | 10.669 | 11.3234 | 11.9777 | 12.6321 | 13.2865 | 14.1252 | 14.9639 | 15.8027 | 16.6414 | 17.4801 | 18.5492 | 19.6183 | 20.6873 | 21.7564 | 22.8255
Load factor (W/VA): | 0.31794 | 0.32399 | 0.33707 | 0.34054 | 0.34821 | 0.35079 | 0.35818 | 0.36383 | 0.36868 | 0.37054 | 0.37135 | 0.37662 | 0.38018 | 0.38229 | 0.38316 | 0.38299 | 0.38697 | 0.38932 | 0.39027 | 0.39005 | 0.38886 | 0.39157 | 0.39276 | 0.39267 | 0.39153 | 0.38953 | 0.39132 | 0.39174 | 0.39102 | 0.38939 | 0.38702
MVA / billion kWh consumed: | 718.0923 | 704.6909 | 677.3366 | 670.4351 | 655.6765 | 650.8389 | 637.4176 | 627.5142 | 619.265 | 616.153 | 614.808 | 606.2139 | 600.5297 | 597.2207 | 595.8652 | 596.1259 | 589.9889 | 586.439 | 585.013 | 585.3425 | 587.1303 | 583.0658 | 581.3039 | 581.4349 | 583.1279 | 586.1107 | 583.4336 | 582.8155 | 583.8833 | 586.3336 | 589.9173
Cumulative electricity losses from DT stock in year shown (TWh/year)
Transformer Type | 2010 | 2011 | 2012 | 2013 | 2014 | 2015 | 2016 | 2017 | 2018 | 2019 | 2020 | 2021 | 2022 | 2023 | 2024 | 2025 | 2026 | 2027 | 2028 | 2029 | 2030 | 2031 | 2032 | 2033 | 2034 | 2035 | 2036 | 2037 | 2038 | 2039 | 2040
Three-Phase Oil-Filled: | 0.13864 | 0.14758 | 0.15378 | 0.16373 | 0.17143 | 0.18186 | 0.19005 | 0.19869 | 0.20748 | 0.21796 | 0.21779 | 0.21773 | 0.21777 | 0.21789 | 0.21809 | 0.21838 | 0.21888 | 0.2196 | 0.22054 | 0.22173 | 0.22318 | 0.22508 | 0.22745 | 0.23035 | 0.23379 | 0.23783 | 0.24268 | 0.24839 | 0.25497 | 0.26244 | 0.27081
Three-Phase Dry-Type: | 0.077785 | 0.082506 | 0.083893 | 0.087761 | 0.09022 | 0.092674 | 0.095388 | 0.09855 | 0.10178 | 0.1052 | 0.1035 | 0.1018 | 0.10011 | 0.098431 | 0.096774 | 0.095149 | 0.093622 | 0.092209 | 0.09093 | 0.089805 | 0.088856 | 0.088166 | 0.087755 | 0.087644 | 0.087849 | 0.088385 | 0.089336 | 0.090707 | 0.092498 | 0.094703 | 0.097313
Single-Phase Oil Filled: | 0.0033129 | 0.0036956 | 0.0040804 | 0.0044196 | 0.0048515 | 0.0054903 | 0.0059432 | 0.0064027 | 0.0068686 | 0.0074475 | 0.0075014 | 0.0075599 | 0.0076223 | 0.0076876 | 0.0077549 | 0.0078235 | 0.0078983 | 0.007979 | 0.0080655 | 0.0081581 | 0.0082575 | 0.0083714 | 0.0085013 | 0.008649 | 0.0088161 | 0.0090048 | 0.0092249 | 0.0094778 | 0.0097645 | 0.010086 | 0.010441
Total: | 0.21974 | 0.23378 | 0.24176 | 0.25591 | 0.2665 | 0.28002 | 0.29138 | 0.30364 | 0.31613 | 0.33061 | 0.32879 | 0.32709 | 0.3255 | 0.32401 | 0.32262 | 0.32135 | 0.3204 | 0.31978 | 0.31954 | 0.31969 | 0.32029 | 0.32161 | 0.32371 | 0.32664 | 0.33046 | 0.33521 | 0.34124 | 0.34857 | 0.35723 | 0.36723 | 0.37857
DT losses as % of consumpt: | 5.711% | 5.571% | 5.319% | 5.23% | 5.084% | 5.009% | 4.879% | 4.78% | 4.695% | 4.647% | 4.387% | 4.089% | 3.828% | 3.597% | 3.392% | 3.209% | 3.003% | 2.824% | 2.668% | 2.531% | 2.411% | 2.277% | 2.163% | 2.067% | 1.986% | 1.918% | 1.84% | 1.777% | 1.727% | 1.688% | 1.659%
ZAMBIA
Installed Capacity (MVA) of DTs in the system for years shown
Transformer Type | 2010 | 2011 | 2012 | 2013 | 2014 | 2015 | 2016 | 2017 | 2018 | 2019 | 2020 | 2021 | 2022 | 2023 | 2024 | 2025 | 2026 | 2027 | 2028 | 2029 | 2030 | 2031 | 2032 | 2033 | 2034 | 2035 | 2036 | 2037 | 2038 | 2039 | 2040
Three-Phase Oil-Filled: | 3121.7085 | 3309.1575 | 3490.6432 | 3684.7529 | 3880.2977 | 4077.6536 | 4280.4108 | 4482.5793 | 4696.6081 | 4939.6917 | 5195.1259 | 5469.2034 | 5761.4811 | 6071.5111 | 6398.8429 | 6743.0247 | 7111.8024 | 7504.6891 | 7921.186 | 8360.7751 | 8822.9095 | 9317.0494 | 9842.5149 | 10398.5544 | 10984.3345 | 11598.9339 | 12253.8948 | 12948.0718 | 13680.2312 | 14449.0605 | 15253.1783
Three-Phase Dry-Type: | 825.4932 | 858.6598 | 891.909 | 935.9666 | 982.2169 | 1030.1087 | 1078.3102 | 1128.6726 | 1182.329 | 1241.6303 | 1303.9976 | 1371.1115 | 1442.8707 | 1519.1768 | 1599.9328 | 1685.0412 | 1776.572 | 1874.4034 | 1978.3993 | 2088.4042 | 2204.24 | 2328.3645 | 2460.5345 | 2600.4805 | 2747.9084 | 2902.5035 | 3067.2577 | 3241.8058 | 3425.7688 | 3618.756 | 3820.3673
Single-Phase Oil Filled: | 0 | 0 | 0 | 0 | 0 | 0 | 0 | 0 | 0 | 0 | 0 | 0 | 0 | 0 | 0 | 0 | 0 | 0 | 0 | 0 | 0 | 0 | 0 | 0 | 0 | 0 | 0 | 0 | 0 | 0 | 0
Total: | 3947.2017 | 4167.8173 | 4382.5522 | 4620.7195 | 4862.5146 | 5107.7623 | 5358.7211 | 5611.2519 | 5878.9371 | 6181.322 | 6499.1235 | 6840.3148 | 7204.3518 | 7590.6879 | 7998.7756 | 8428.066 | 8888.3744 | 9379.0925 | 9899.5853 | 10449.1793 | 11027.1495 | 11645.4138 | 12303.0494 | 12999.0349 | 13732.2429 | 14501.4375 | 15321.1526 | 16189.8776 | 17106 | 18067.8165 | 19073.5456
TWh consumption: | 7.0499 | 7.6884 | 8.327 | 8.9656 | 9.6041 | 10.2427 | 10.9404 | 11.6382 | 12.336 | 13.0338 | 13.7316 | 14.6549 | 15.5782 | 16.5015 | 17.4247 | 18.348 | 19.5469 | 20.7458 | 21.9447 | 23.1436 | 24.3424 | 25.8791 | 27.4158 | 28.9525 | 30.4891 | 32.0258 | 33.9844 | 35.9431 | 37.9018 | 39.8604 | 41.8191
Load factor (W/VA): | 0.40777 | 0.42117 | 0.4338 | 0.44299 | 0.45094 | 0.45783 | 0.46612 | 0.47354 | 0.47907 | 0.48141 | 0.48238 | 0.48914 | 0.49368 | 0.49633 | 0.49736 | 0.49704 | 0.50209 | 0.505 | 0.5061 | 0.50568 | 0.504 | 0.50736 | 0.50876 | 0.50851 | 0.50691 | 0.50421 | 0.50642 | 0.50687 | 0.50587 | 0.50369 | 0.50057
MVA / billion kWh consumed: | 559.8948 | 542.0881 | 526.3063 | 515.386 | 506.2957 | 498.6758 | 489.8082 | 482.139 | 476.5659 | 474.2518 | 473.2956 | 466.7591 | 462.464 | 460.0008 | 459.047 | 459.3447 | 454.7203 | 452.0961 | 451.1155 | 451.494 | 453.0008 | 449.9927 | 448.7579 | 448.9787 | 450.3982 | 452.805 | 450.8284 | 450.4307 | 451.3247 | 453.2771 | 456.0967
Cumulative electricity losses from DT stock in year shown (TWh/year)
Transformer Type | 2010 | 2011 | 2012 | 2013 | 2014 | 2015 | 2016 | 2017 | 2018 | 2019 | 2020 | 2021 | 2022 | 2023 | 2024 | 2025 | 2026 | 2027 | 2028 | 2029 | 2030 | 2031 | 2032 | 2033 | 2034 | 2035 | 2036 | 2037 | 2038 | 2039 | 2040
Three-Phase Oil-Filled: | 0.2061 | 0.21733 | 0.22812 | 0.23966 | 0.25124 | 0.26288 | 0.27482 | 0.28667 | 0.29921 | 0.3135 | 0.31278 | 0.3122 | 0.31176 | 0.31144 | 0.31124 | 0.31117 | 0.31141 | 0.31198 | 0.31291 | 0.31421 | 0.31592 | 0.3183 | 0.3214 | 0.32526 | 0.32993 | 0.33546 | 0.34218 | 0.35012 | 0.35931 | 0.36976 | 0.38149
Three-Phase Dry-Type: | 0.080964 | 0.083849 | 0.086727 | 0.0906 | 0.09466 | 0.098855 | 0.10306 | 0.10745 | 0.11213 | 0.11731 | 0.11602 | 0.11475 | 0.11351 | 0.11229 | 0.1111 | 0.10995 | 0.10892 | 0.10802 | 0.10727 | 0.10669 | 0.10628 | 0.10616 | 0.10635 | 0.10685 | 0.1077 | 0.10891 | 0.11059 | 0.11274 | 0.11537 | 0.11848 | 0.12206
Single-Phase Oil Filled: | 0 | 0 | 0 | 0 | 0 | 0 | 0 | 0 | 0 | 0 | 0 | 0 | 0 | 0 | 0 | 0 | 0 | 0 | 0 | 0 | 0 | 0 | 0 | 0 | 0 | 0 | 0 | 0 | 0 | 0 | 0
Total: | 0.28707 | 0.30117 | 0.31485 | 0.33026 | 0.3459 | 0.36174 | 0.37788 | 0.39412 | 0.41134 | 0.43081 | 0.4288 | 0.42696 | 0.42527 | 0.42372 | 0.42234 | 0.42112 | 0.42033 | 0.42001 | 0.42018 | 0.42089 | 0.4222 | 0.42446 | 0.42774 | 0.43211 | 0.43763 | 0.44437 | 0.45276 | 0.46285 | 0.47468 | 0.48825 | 0.50355
DT losses as % of consumpt: | 4.072% | 3.917% | 3.781% | 3.684% | 3.602% | 3.532% | 3.454% | 3.386% | 3.334% | 3.305% | 3.123% | 2.913% | 2.73% | 2.568% | 2.424% | 2.295% | 2.15% | 2.025% | 1.915% | 1.819% | 1.734% | 1.64% | 1.56% | 1.492% | 1.435% | 1.388% | 1.332% | 1.288% | 1.252% | 1.225% | 1.204%
ZIMBABWE
Installed Capacity (MVA) of DTs in the system for years shown
Transformer Type | 2010 | 2011 | 2012 | 2013 | 2014 | 2015 | 2016 | 2017 | 2018 | 2019 | 2020 | 2021 | 2022 | 2023 | 2024 | 2025 | 2026 | 2027 | 2028 | 2029 | 2030 | 2031 | 2032 | 2033 | 2034 | 2035 | 2036 | 2037 | 2038 | 2039 | 2040
Three-Phase Oil-Filled: | 3024.4347 | 3237.7176 | 3389.2109 | 3627.4168 | 3814.8085 | 4065.9849 | 4266.0665 | 4477.4988 | 4692.9899 | 4948.836 | 5217.5068 | 5505.3935 | 5811.9848 | 6136.7509 | 6479.1465 | 6838.6141 | 7222.9741 | 7631.6258 | 8063.9631 | 8519.3757 | 8997.2458 | 9507.2189 | 10048.5984 | 10620.6415 | 11222.5444 | 11853.4289 | 12525.1723 | 13236.6754 | 13986.7437 | 14774.0931 | 15597.3592
Three-Phase Dry-Type: | 1068.1638 | 1139.0039 | 1162.2118 | 1221.3237 | 1260.302 | 1299.3638 | 1342.379 | 1392.107 | 1443.0266 | 1496.8355 | 1553.6358 | 1615.242 | 1681.5845 | 1752.6055 | 1828.2581 | 1908.505 | 1995.6197 | 2089.5589 | 2190.2704 | 2297.6842 | 2411.7039 | 2535.0218 | 2667.4496 | 2808.7522 | 2958.6481 | 3116.813 | 3286.4131 | 3467.0356 | 3658.2409 | 3859.5686 | 4070.5435
Single-Phase Oil Filled: | 60.3725 | 67.8835 | 75.4639 | 82.1958 | 90.7427 | 103.3198 | 112.3299 | 121.4978 | 130.8166 | 142.3756 | 154.4601 | 167.3064 | 180.8801 | 195.1436 | 210.0563 | 225.5756 | 241.9824 | 259.2299 | 277.2712 | 296.0606 | 315.5542 | 336.1094 | 357.6849 | 380.2411 | 403.7398 | 428.1434 | 453.9129 | 481.0071 | 509.3837 | 538.9984 | 569.8047
Total: | 4152.971 | 4444.605 | 4626.8867 | 4930.9364 | 5165.8532 | 5468.6685 | 5720.7754 | 5991.1036 | 6266.8331 | 6588.0471 | 6925.6027 | 7287.9419 | 7674.4494 | 8084.5 | 8517.4609 | 8972.6948 | 9460.5763 | 9980.4146 | 10531.5047 | 11113.1205 | 11724.5039 | 12378.3502 | 13073.7329 | 13809.6347 | 14584.9322 | 15398.3853 | 16265.4983 | 17184.7182 | 18154.3684 | 19172.6601 | 20237.7075
TWh consumption: | 5.7833 | 6.3072 | 6.831 | 7.3548 | 7.8787 | 8.4025 | 8.9749 | 9.5474 | 10.1198 | 10.6922 | 11.2647 | 12.0221 | 12.7795 | 13.5369 | 14.2943 | 15.0517 | 16.0352 | 17.0187 | 18.0022 | 18.9857 | 19.9692 | 21.2298 | 22.4904 | 23.751 | 25.0115 | 26.2721 | 27.8789 | 29.4857 | 31.0925 | 32.6992 | 34.306
Load factor (W/VA): | 0.31794 | 0.32399 | 0.33707 | 0.34054 | 0.34821 | 0.35079 | 0.35818 | 0.36383 | 0.36868 | 0.37054 | 0.37135 | 0.37662 | 0.38018 | 0.38229 | 0.38316 | 0.38299 | 0.38697 | 0.38932 | 0.39027 | 0.39005 | 0.38886 | 0.39157 | 0.39276 | 0.39267 | 0.39153 | 0.38953 | 0.39132 | 0.39174 | 0.39102 | 0.38939 | 0.38702
MVA / billion kWh consumed: | 718.0923 | 704.6909 | 677.3366 | 670.4351 | 655.6765 | 650.8389 | 637.4176 | 627.5142 | 619.265 | 616.153 | 614.808 | 606.2139 | 600.5297 | 597.2207 | 595.8652 | 596.1259 | 589.9889 | 586.439 | 585.013 | 585.3425 | 587.1303 | 583.0658 | 581.3039 | 581.4349 | 583.1279 | 586.1107 | 583.4336 | 582.8155 | 583.8833 | 586.3336 | 589.9173
Cumulative electricity losses from DT stock in year shown (TWh/year)
Transformer Type | 2010 | 2011 | 2012 | 2013 | 2014 | 2015 | 2016 | 2017 | 2018 | 2019 | 2020 | 2021 | 2022 | 2023 | 2024 | 2025 | 2026 | 2027 | 2028 | 2029 | 2030 | 2031 | 2032 | 2033 | 2034 | 2035 | 2036 | 2037 | 2038 | 2039 | 2040
Three-Phase Oil-Filled: | 0.20838 | 0.22181 | 0.23113 | 0.24608 | 0.25766 | 0.27333 | 0.28563 | 0.29863 | 0.31183 | 0.32759 | 0.32734 | 0.32724 | 0.3273 | 0.32748 | 0.32779 | 0.32822 | 0.32897 | 0.33005 | 0.33147 | 0.33325 | 0.33543 | 0.33828 | 0.34186 | 0.34621 | 0.35138 | 0.35744 | 0.36474 | 0.37332 | 0.38321 | 0.39444 | 0.40702
Three-Phase Dry-Type: | 0.11691 | 0.124 | 0.12609 | 0.1319 | 0.1356 | 0.13929 | 0.14336 | 0.14812 | 0.15298 | 0.15811 | 0.15556 | 0.15301 | 0.15046 | 0.14794 | 0.14545 | 0.14301 | 0.14071 | 0.13859 | 0.13667 | 0.13497 | 0.13355 | 0.13251 | 0.13189 | 0.13173 | 0.13203 | 0.13284 | 0.13427 | 0.13633 | 0.13902 | 0.14234 | 0.14626
Single-Phase Oil Filled: | 0.0049792 | 0.0055544 | 0.0061327 | 0.0066425 | 0.0072917 | 0.0082518 | 0.0089325 | 0.0096231 | 0.010323 | 0.011193 | 0.011274 | 0.011362 | 0.011456 | 0.011554 | 0.011655 | 0.011758 | 0.011871 | 0.011992 | 0.012122 | 0.012261 | 0.012411 | 0.012582 | 0.012777 | 0.012999 | 0.01325 | 0.013534 | 0.013865 | 0.014245 | 0.014676 | 0.015158 | 0.015692
Total: | 0.33027 | 0.35137 | 0.36336 | 0.38462 | 0.40055 | 0.42086 | 0.43793 | 0.45637 | 0.47513 | 0.4969 | 0.49417 | 0.49161 | 0.48921 | 0.48697 | 0.48489 | 0.48298 | 0.48155 | 0.48063 | 0.48025 | 0.48048 | 0.48139 | 0.48338 | 0.48653 | 0.49093 | 0.49667 | 0.50382 | 0.51287 | 0.52389 | 0.53691 | 0.55194 | 0.56897
DT losses as % of consumpt: | 5.711% | 5.571% | 5.319% | 5.23% | 5.084% | 5.009% | 4.879% | 4.78% | 4.695% | 4.647% | 4.387% | 4.089% | 3.828% | 3.597% | 3.392% | 3.209% | 3.003% | 2.824% | 2.668% | 2.531% | 2.411% | 2.277% | 2.163% | 2.067% | 1.986% | 1.918% | 1.84% | 1.777% | 1.727% | 1.688% | 1.659%

## Inventory (hidden)
Category | (All)
Count of Asset Replacement Cost | Column Labels
Row Labels | 1940 | 1944 | 1948 | 1950 | 1957 | 1958 | 1959 | 1960 | 1963 | 1964 | 1965 | 1966 | 1967 | 1968 | 1969 | 1970 | 1971 | 1972 | 1973 | 1974 | 1975 | 1976 | 1977 | 1978 | 1979 | 1980 | 1981 | 1982 | 1983 | 1984 | 1985 | 1986 | 1987 | 1988 | 1989 | 1990 | (blank) | Grand Total
30 |  |  |  | 1 | [33 empty] | 1
40 | [14 empty] | 2 | [22 empty] | 2
50 | [13 empty] | 1 |  |  | 1 |  | 1 |  | 1 |  | 1 | 2 |  |  | 1 |  |  |  | 1 |  |  | 3 |  |  |  | 12
70 | [12 empty] | 1 | [24 empty] | 1
100 |  |  |  |  | 1 | 1 | [10 empty] | 1 |  | 2 | 1 |  |  | 1 |  | 2 |  | 1 |  | 1 |  | 2 | 3 | 1 |  | 3 |  |  | 20
150 | [6 empty] | 1 | [30 empty] | 1
160 | [14 empty] | 1 | 2 | 1 | 2 | 4 | 1 | 1 |  |  | 2 |  | 1 |  |  |  |  | 1 |  | 2 |  | 1 |  |  | 19
200 |  | 2 | [7 empty] | 1 | [5 empty] | 2 | 2 | 5 | 10 |  |  |  |  | 2 | 1 |  | 1 | 3 | 1 |  | 3 |  | 1 |  |  | 2 |  | 36
250 | [7 empty] | 1 |  |  |  | 1 |  | 1 |  |  | 2 |  | 6 | 3 |  |  | 1 |  | 4 |  | 2 |  | 1 |  | 2 |  |  | 1 |  |  |  | 25
300 | 3 | [15 empty] | 2 |  | 5 | [18 empty] | 10
315 | [6 empty] | 1 |  |  |  | 4 | [5 empty] | 4 | 6 | 15 |  |  | 1 | 2 | 1 | 5 | 2 |  | 3 | 3 |  | 8 |  | 3 | 2 | 4 | 4 |  | 68
400 | [15 empty] | 1 |  |  | 1 | [5 empty] | 2 |  |  | 5 | 1 |  |  |  | 1 |  | 1 |  |  | 12
500 | [5 empty] | 1 |  | 1 |  | 2 | 2 | 2 | 6 | 3 | 1 | 1 |  | 7 | 14 | 17 | 5 | 1 | 3 |  | 1 |  |  |  | 1 | 2 | 3 | 1 |  |  | 2 | 6 |  | 82
630 | [10 empty] | 3 | [6 empty] | 5 | 4 | 1 |  | 2 |  |  |  | 1 |  |  | 1 |  | 2 |  | 3 |  | 1 | 3 |  | 26
650 | [30 empty] | 6 | [6 empty] | 6
750 | [9 empty] | 1 |  |  |  |  | 1 | [22 empty] | 2
800 | [26 empty] | 10 |  |  |  | 1 |  |  |  |  | 1 |  | 12
850 | [27 empty] | 6 | [9 empty] | 6
1000 | [18 empty] | 2 | 2 | [17 empty] | 4
1500 | [16 empty] | 1 |  | 2 | [13 empty] | 1 |  |  |  |  | 4
2000 | [19 empty] | 3 | [17 empty] | 3
2500 | [17 empty] | 2 | [19 empty] | 2
3500 | [30 empty] | 1 | [6 empty] | 1
4000 | [9 empty] | 1 | [27 empty] | 1
5000 | [8 empty] | 2 | [6 empty] | 1 |  |  |  | 1 | [5 empty] | 4 | [11 empty] | 8
6000 |  |  | 1 | [6 empty] | 1 | [10 empty] | 1 | [16 empty] | 3
6300 | [30 empty] | 1 | [6 empty] | 1
8000 | [25 empty] | 4 | [11 empty] | 4
10000 | [6 empty] | 1 |  |  | 1 | 1 |  |  | 3 | [11 empty] | 6 |  | 1 | [6 empty] | 2 |  |  | 15
12000 | [28 empty] | 1 | [8 empty] | 1
15000 | [20 empty] | 1 | 1 | [15 empty] | 2
16000 | [27 empty] | 2 | 3 |  |  |  | 2 |  |  |  |  | 7
20000 | [16 empty] | 1 | 1 | [5 empty] | 1 |  |  |  | 2 | 2 | [5 empty] | 2 |  |  | 9
22500 | [28 empty] | 1 | [8 empty] | 1
24000 | [12 empty] | 1 | [24 empty] | 1
25000 | [14 empty] | 1 | [12 empty] | 1 | [9 empty] | 2
30000 | [20 empty] | 5 | 1 |  |  | 1 |  |  |  | 2 |  | 1 |  |  | 1 |  |  |  | 11
35000 | [25 empty] | 6 |  |  | 2 | [8 empty] | 8
40000 | [27 empty] | 3 | [9 empty] | 3
50000 | [27 empty] | 1 | [9 empty] | 1
55000 | [28 empty] | 2 | [8 empty] | 2
100000 | [27 empty] | 2 | 4 | [8 empty] | 6
125000 | [22 empty] | 1 | [14 empty] | 1
200000 | [28 empty] | 1 | [8 empty] | 1
kVA | [36 empty] | 1 | 1
Grand Total | 3 | 2 | 1 | 1 | 1 | 2 | 3 | 2 | 2 | 7 | 10 | 3 | 8 | 8 | 6 | 7 | 15 | 28 | 66 | 29 | 14 | 6 | 9 | 8 | 16 | 24 | 15 | 29 | 27 | 2 | 32 | 4 | 14 | 7 | 16 | 16 | 1 | 444
Country: | Tanzania
Stock Scalar: | 52.26%
Transformers | 1940 | 1944 | 1948 | 1950 | 1957 | 1958 | 1959 | 1960 | 1963 | 1964 | 1965 | 1966 | 1967 | 1968 | 1969 | 1970 | 1971 | 1972 | 1973 | 1974 | 1975 | 1976 | 1977 | 1978 | 1979 | 1980 | 1981 | 1982 | 1983 | 1984 | 1985 | 1986 | 1987 | 1988 | 1989 | 1990 | Total |  | Transformers | 1940 | 1944 | 1948 | 1950 | 1957 | 1958 | 1959 | 1960 | 1963 | 1964 | 1965 | 1966 | 1967 | 1968 | 1969 | 1970 | 1971 | 1972 | 1973 | 1974 | 1975 | 1976 | 1977 | 1978 | 1979 | 1980 | 1981 | 1982 | 1983 | 1984 | 1985 | 1986 | 1987 | 1988 | 1989 | 1990 | Total kVA | kVA | Units | Capacity, kVA
30 | 0 | 0 | 0 | 1 | 0 | 0 | 0 | 0 | 0 | 0 | 0 | 0 | 0 | 0 | 0 | 0 | 0 | 0 | 0 | 0 | 0 | 0 | 0 | 0 | 0 | 0 | 0 | 0 | 0 | 0 | 0 | 0 | 0 | 0 | 0 | 0 | 1 |  | 30 | 0 | 0 | 0 | 30 | 0 | 0 | 0 | 0 | 0 | 0 | 0 | 0 | 0 | 0 | 0 | 0 | 0 | 0 | 0 | 0 | 0 | 0 | 0 | 0 | 0 | 0 | 0 | 0 | 0 | 0 | 0 | 0 | 0 | 0 | 0 | 0 | 30 | 30 | 1 | 30
40 | 0 | 0 | 0 | 0 | 0 | 0 | 0 | 0 | 0 | 0 | 0 | 0 | 0 | 0 | 1 | 0 | 0 | 0 | 0 | 0 | 0 | 0 | 0 | 0 | 0 | 0 | 0 | 0 | 0 | 0 | 0 | 0 | 0 | 0 | 0 | 0 | 1 |  | 40 | 0 | 0 | 0 | 0 | 0 | 0 | 0 | 0 | 0 | 0 | 0 | 0 | 0 | 0 | 40 | 0 | 0 | 0 | 0 | 0 | 0 | 0 | 0 | 0 | 0 | 0 | 0 | 0 | 0 | 0 | 0 | 0 | 0 | 0 | 0 | 0 | 40 | 40 | 1 | 40
50 | 0 | 0 | 0 | 0 | 0 | 0 | 0 | 0 | 0 | 0 | 0 | 0 | 0 | 1 | 0 | 0 | 1 | 0 | 1 | 0 | 1 | 0 | 1 | 1 | 0 | 0 | 1 | 0 | 0 | 0 | 1 | 0 | 0 | 2 | 0 | 0 | 10 |  | 50 | 0 | 0 | 0 | 0 | 0 | 0 | 0 | 0 | 0 | 0 | 0 | 0 | 0 | 50 | 0 | 0 | 50 | 0 | 50 | 0 | 50 | 0 | 50 | 50 | 0 | 0 | 50 | 0 | 0 | 0 | 50 | 0 | 0 | 100 | 0 | 0 | 500 | 50 | 10 | 500
70 | 0 | 0 | 0 | 0 | 0 | 0 | 0 | 0 | 0 | 0 | 0 | 0 | 1 | 0 | 0 | 0 | 0 | 0 | 0 | 0 | 0 | 0 | 0 | 0 | 0 | 0 | 0 | 0 | 0 | 0 | 0 | 0 | 0 | 0 | 0 | 0 | 1 |  | 70 | 0 | 0 | 0 | 0 | 0 | 0 | 0 | 0 | 0 | 0 | 0 | 0 | 70 | 0 | 0 | 0 | 0 | 0 | 0 | 0 | 0 | 0 | 0 | 0 | 0 | 0 | 0 | 0 | 0 | 0 | 0 | 0 | 0 | 0 | 0 | 0 | 70 | 70 | 1 | 70
100 | 0 | 0 | 0 | 0 | 1 | 1 | 0 | 0 | 0 | 0 | 0 | 0 | 0 | 0 | 0 | 0 | 1 | 0 | 1 | 1 | 0 | 0 | 1 | 0 | 1 | 0 | 1 | 0 | 1 | 0 | 1 | 2 | 1 | 0 | 2 | 0 | 15 |  | 100 | 0 | 0 | 0 | 0 | 100 | 100 | 0 | 0 | 0 | 0 | 0 | 0 | 0 | 0 | 0 | 0 | 100 | 0 | 100 | 100 | 0 | 0 | 100 | 0 | 100 | 0 | 100 | 0 | 100 | 0 | 100 | 200 | 100 | 0 | 200 | 0 | 1500 | 100 | 15 | 1500
150 | 0 | 0 | 0 | 0 | 0 | 0 | 1 | 0 | 0 | 0 | 0 | 0 | 0 | 0 | 0 | 0 | 0 | 0 | 0 | 0 | 0 | 0 | 0 | 0 | 0 | 0 | 0 | 0 | 0 | 0 | 0 | 0 | 0 | 0 | 0 | 0 | 1 |  | 150 | 0 | 0 | 0 | 0 | 0 | 0 | 150 | 0 | 0 | 0 | 0 | 0 | 0 | 0 | 0 | 0 | 0 | 0 | 0 | 0 | 0 | 0 | 0 | 0 | 0 | 0 | 0 | 0 | 0 | 0 | 0 | 0 | 0 | 0 | 0 | 0 | 150 | 150 | 1 | 150
160 | 0 | 0 | 0 | 0 | 0 | 0 | 0 | 0 | 0 | 0 | 0 | 0 | 0 | 0 | 1 | 1 | 1 | 1 | 2 | 1 | 1 | 0 | 0 | 1 | 0 | 1 | 0 | 0 | 0 | 0 | 1 | 0 | 1 | 0 | 1 | 0 | 13 |  | 160 | 0 | 0 | 0 | 0 | 0 | 0 | 0 | 0 | 0 | 0 | 0 | 0 | 0 | 0 | 160 | 160 | 160 | 160 | 320 | 160 | 160 | 0 | 0 | 160 | 0 | 160 | 0 | 0 | 0 | 0 | 160 | 0 | 160 | 0 | 160 | 0 | 2080 | 160 | 13 | 2080
200 | 0 | 1 | 0 | 0 | 0 | 0 | 0 | 0 | 0 | 1 | 0 | 0 | 0 | 0 | 0 | 1 | 1 | 3 | 5 | 0 | 0 | 0 | 0 | 1 | 1 | 0 | 1 | 2 | 1 | 0 | 2 | 0 | 1 | 0 | 0 | 1 | 22 |  | 200 | 0 | 200 | 0 | 0 | 0 | 0 | 0 | 0 | 0 | 200 | 0 | 0 | 0 | 0 | 0 | 200 | 200 | 600 | 1000 | 0 | 0 | 0 | 0 | 200 | 200 | 0 | 200 | 400 | 200 | 0 | 400 | 0 | 200 | 0 | 0 | 200 | 4400 | 200 | 22 | 4400
250 | 0 | 0 | 0 | 0 | 0 | 0 | 0 | 1 | 0 | 0 | 0 | 1 | 0 | 1 | 0 | 0 | 1 | 0 | 3 | 2 | 0 | 0 | 1 | 0 | 2 | 0 | 1 | 0 | 1 | 0 | 1 | 0 | 0 | 1 | 0 | 0 | 16 |  | 250 | 0 | 0 | 0 | 0 | 0 | 0 | 0 | 250 | 0 | 0 | 0 | 250 | 0 | 250 | 0 | 0 | 250 | 0 | 750 | 500 | 0 | 0 | 250 | 0 | 500 | 0 | 250 | 0 | 250 | 0 | 250 | 0 | 0 | 250 | 0 | 0 | 4000 | 250 | 16 | 4000
300 | 2 | 0 | 0 | 0 | 0 | 0 | 0 | 0 | 0 | 0 | 0 | 0 | 0 | 0 | 0 | 0 | 1 | 0 | 3 | 0 | 0 | 0 | 0 | 0 | 0 | 0 | 0 | 0 | 0 | 0 | 0 | 0 | 0 | 0 | 0 | 0 | 6 |  | 300 | 600 | 0 | 0 | 0 | 0 | 0 | 0 | 0 | 0 | 0 | 0 | 0 | 0 | 0 | 0 | 0 | 300 | 0 | 900 | 0 | 0 | 0 | 0 | 0 | 0 | 0 | 0 | 0 | 0 | 0 | 0 | 0 | 0 | 0 | 0 | 0 | 1800 | 300 | 6 | 1800
315 | 0 | 0 | 0 | 0 | 0 | 0 | 1 | 0 | 0 | 0 | 2 | 0 | 0 | 0 | 0 | 0 | 2 | 3 | 8 | 0 | 0 | 1 | 1 | 1 | 3 | 1 | 0 | 2 | 2 | 0 | 4 | 0 | 2 | 1 | 2 | 2 | 38 |  | 315 | 0 | 0 | 0 | 0 | 0 | 0 | 315 | 0 | 0 | 0 | 630 | 0 | 0 | 0 | 0 | 0 | 630 | 945 | 2520 | 0 | 0 | 315 | 315 | 315 | 945 | 315 | 0 | 630 | 630 | 0 | 1260 | 0 | 630 | 315 | 630 | 630 | 11970 | 315 | 38 | 11970
400 | 0 | 0 | 0 | 0 | 0 | 0 | 0 | 0 | 0 | 0 | 0 | 0 | 0 | 0 | 0 | 1 | 0 | 0 | 1 | 0 | 0 | 0 | 0 | 0 | 1 | 0 | 0 | 3 | 1 | 0 | 0 | 0 | 1 | 0 | 1 | 0 | 9 |  | 400 | 0 | 0 | 0 | 0 | 0 | 0 | 0 | 0 | 0 | 0 | 0 | 0 | 0 | 0 | 0 | 400 | 0 | 0 | 400 | 0 | 0 | 0 | 0 | 0 | 400 | 0 | 0 | 1200 | 400 | 0 | 0 | 0 | 400 | 0 | 400 | 0 | 3600 | 400 | 9 | 3600
500 | 0 | 0 | 0 | 0 | 0 | 1 | 0 | 1 | 0 | 1 | 1 | 1 | 3 | 2 | 1 | 1 | 0 | 4 | 7 | 9 | 3 | 1 | 2 | 0 | 1 | 0 | 0 | 0 | 1 | 1 | 2 | 1 | 0 | 0 | 1 | 3 | 48 |  | 500 | 0 | 0 | 0 | 0 | 0 | 500 | 0 | 500 | 0 | 500 | 500 | 500 | 1500 | 1000 | 500 | 500 | 0 | 2000 | 3500 | 4500 | 1500 | 500 | 1000 | 0 | 500 | 0 | 0 | 0 | 500 | 500 | 1000 | 500 | 0 | 0 | 500 | 1500 | 24000 | 500 | 48 | 24000
630 | 0 | 0 | 0 | 0 | 0 | 0 | 0 | 0 | 0 | 0 | 2 | 0 | 0 | 0 | 0 | 0 | 0 | 3 | 2 | 1 | 0 | 1 | 0 | 0 | 0 | 1 | 0 | 0 | 1 | 0 | 1 | 0 | 2 | 0 | 1 | 2 | 17 |  | 630 | 0 | 0 | 0 | 0 | 0 | 0 | 0 | 0 | 0 | 0 | 1260 | 0 | 0 | 0 | 0 | 0 | 0 | 1890 | 1260 | 630 | 0 | 630 | 0 | 0 | 0 | 630 | 0 | 0 | 630 | 0 | 630 | 0 | 1260 | 0 | 630 | 1260 | 10710 | 630 | 17 | 10710
650 | 0 | 0 | 0 | 0 | 0 | 0 | 0 | 0 | 0 | 0 | 0 | 0 | 0 | 0 | 0 | 0 | 0 | 0 | 0 | 0 | 0 | 0 | 0 | 0 | 0 | 0 | 0 | 0 | 0 | 0 | 3 | 0 | 0 | 0 | 0 | 0 | 3 |  | 650 | 0 | 0 | 0 | 0 | 0 | 0 | 0 | 0 | 0 | 0 | 0 | 0 | 0 | 0 | 0 | 0 | 0 | 0 | 0 | 0 | 0 | 0 | 0 | 0 | 0 | 0 | 0 | 0 | 0 | 0 | 1950 | 0 | 0 | 0 | 0 | 0 | 1950 | 650 | 3 | 1950
750 | 0 | 0 | 0 | 0 | 0 | 0 | 0 | 0 | 0 | 1 | 0 | 0 | 0 | 0 | 1 | 0 | 0 | 0 | 0 | 0 | 0 | 0 | 0 | 0 | 0 | 0 | 0 | 0 | 0 | 0 | 0 | 0 | 0 | 0 | 0 | 0 | 2 |  | 750 | 0 | 0 | 0 | 0 | 0 | 0 | 0 | 0 | 0 | 750 | 0 | 0 | 0 | 0 | 750 | 0 | 0 | 0 | 0 | 0 | 0 | 0 | 0 | 0 | 0 | 0 | 0 | 0 | 0 | 0 | 0 | 0 | 0 | 0 | 0 | 0 | 1500 | 750 | 2 | 1500
800 | 0 | 0 | 0 | 0 | 0 | 0 | 0 | 0 | 0 | 0 | 0 | 0 | 0 | 0 | 0 | 0 | 0 | 0 | 0 | 0 | 0 | 0 | 0 | 0 | 0 | 0 | 5 | 0 | 0 | 0 | 1 | 0 | 0 | 0 | 0 | 1 | 7 |  | 800 | 0 | 0 | 0 | 0 | 0 | 0 | 0 | 0 | 0 | 0 | 0 | 0 | 0 | 0 | 0 | 0 | 0 | 0 | 0 | 0 | 0 | 0 | 0 | 0 | 0 | 0 | 4000 | 0 | 0 | 0 | 800 | 0 | 0 | 0 | 0 | 800 | 5600 | 800 | 7 | 5600
850 | 0 | 0 | 0 | 0 | 0 | 0 | 0 | 0 | 0 | 0 | 0 | 0 | 0 | 0 | 0 | 0 | 0 | 0 | 0 | 0 | 0 | 0 | 0 | 0 | 0 | 0 | 0 | 3 | 0 | 0 | 0 | 0 | 0 | 0 | 0 | 0 | 3 |  | 850 | 0 | 0 | 0 | 0 | 0 | 0 | 0 | 0 | 0 | 0 | 0 | 0 | 0 | 0 | 0 | 0 | 0 | 0 | 0 | 0 | 0 | 0 | 0 | 0 | 0 | 0 | 0 | 2550 | 0 | 0 | 0 | 0 | 0 | 0 | 0 | 0 | 2550 | 850 | 3 | 2550
1000 | 0 | 0 | 0 | 0 | 0 | 0 | 0 | 0 | 0 | 0 | 0 | 0 | 0 | 0 | 0 | 0 | 0 | 0 | 1 | 1 | 0 | 0 | 0 | 0 | 0 | 0 | 0 | 0 | 0 | 0 | 0 | 0 | 0 | 0 | 0 | 0 | 2 |  | 1000 | 0 | 0 | 0 | 0 | 0 | 0 | 0 | 0 | 0 | 0 | 0 | 0 | 0 | 0 | 0 | 0 | 0 | 0 | 1000 | 1000 | 0 | 0 | 0 | 0 | 0 | 0 | 0 | 0 | 0 | 0 | 0 | 0 | 0 | 0 | 0 | 0 | 2000 | 1000 | 2 | 2000
1500 | 0 | 0 | 0 | 0 | 0 | 0 | 0 | 0 | 0 | 0 | 0 | 0 | 0 | 0 | 0 | 0 | 1 | 0 | 1 | 0 | 0 | 0 | 0 | 0 | 0 | 0 | 0 | 0 | 0 | 0 | 0 | 0 | 1 | 0 | 0 | 0 | 3 |  | 1500 | 0 | 0 | 0 | 0 | 0 | 0 | 0 | 0 | 0 | 0 | 0 | 0 | 0 | 0 | 0 | 0 | 1500 | 0 | 1500 | 0 | 0 | 0 | 0 | 0 | 0 | 0 | 0 | 0 | 0 | 0 | 0 | 0 | 1500 | 0 | 0 | 0 | 4500 | 1500 | 3 | 4500
2000 | 0 | 0 | 0 | 0 | 0 | 0 | 0 | 0 | 0 | 0 | 0 | 0 | 0 | 0 | 0 | 0 | 0 | 0 | 0 | 2 | 0 | 0 | 0 | 0 | 0 | 0 | 0 | 0 | 0 | 0 | 0 | 0 | 0 | 0 | 0 | 0 | 2 |  | 2000 | 0 | 0 | 0 | 0 | 0 | 0 | 0 | 0 | 0 | 0 | 0 | 0 | 0 | 0 | 0 | 0 | 0 | 0 | 0 | 4000 | 0 | 0 | 0 | 0 | 0 | 0 | 0 | 0 | 0 | 0 | 0 | 0 | 0 | 0 | 0 | 0 | 4000 | 2000 | 2 | 4000
2500 | 0 | 0 | 0 | 0 | 0 | 0 | 0 | 0 | 0 | 0 | 0 | 0 | 0 | 0 | 0 | 0 | 0 | 1 | 0 | 0 | 0 | 0 | 0 | 0 | 0 | 0 | 0 | 0 | 0 | 0 | 0 | 0 | 0 | 0 | 0 | 0 | 1 |  | 2500 | 0 | 0 | 0 | 0 | 0 | 0 | 0 | 0 | 0 | 0 | 0 | 0 | 0 | 0 | 0 | 0 | 0 | 2500 | 0 | 0 | 0 | 0 | 0 | 0 | 0 | 0 | 0 | 0 | 0 | 0 | 0 | 0 | 0 | 0 | 0 | 0 | 2500 | 2500 | 1 | 2500
3500 | 0 | 0 | 0 | 0 | 0 | 0 | 0 | 0 | 0 | 0 | 0 | 0 | 0 | 0 | 0 | 0 | 0 | 0 | 0 | 0 | 0 | 0 | 0 | 0 | 0 | 0 | 0 | 0 | 0 | 0 | 1 | 0 | 0 | 0 | 0 | 0 | 1 |  | 3500 | 0 | 0 | 0 | 0 | 0 | 0 | 0 | 0 | 0 | 0 | 0 | 0 | 0 | 0 | 0 | 0 | 0 | 0 | 0 | 0 | 0 | 0 | 0 | 0 | 0 | 0 | 0 | 0 | 0 | 0 | 3500 | 0 | 0 | 0 | 0 | 0 | 3500 | 3500 | 1 | 3500
4000 | 0 | 0 | 0 | 0 | 0 | 0 | 0 | 0 | 0 | 1 | 0 | 0 | 0 | 0 | 0 | 0 | 0 | 0 | 0 | 0 | 0 | 0 | 0 | 0 | 0 | 0 | 0 | 0 | 0 | 0 | 0 | 0 | 0 | 0 | 0 | 0 | 1 |  | 4000 | 0 | 0 | 0 | 0 | 0 | 0 | 0 | 0 | 0 | 4000 | 0 | 0 | 0 | 0 | 0 | 0 | 0 | 0 | 0 | 0 | 0 | 0 | 0 | 0 | 0 | 0 | 0 | 0 | 0 | 0 | 0 | 0 | 0 | 0 | 0 | 0 | 4000 | 4000 | 1 | 4000
5000 | 0 | 0 | 0 | 0 | 0 | 0 | 0 | 0 | 1 | 0 | 0 | 0 | 0 | 0 | 0 | 1 | 0 | 0 | 0 | 1 | 0 | 0 | 0 | 0 | 0 | 2 | 0 | 0 | 0 | 0 | 0 | 0 | 0 | 0 | 0 | 0 | 5 |  | 5000 | 0 | 0 | 0 | 0 | 0 | 0 | 0 | 0 | 5000 | 0 | 0 | 0 | 0 | 0 | 0 | 5000 | 0 | 0 | 0 | 5000 | 0 | 0 | 0 | 0 | 0 | 10000 | 0 | 0 | 0 | 0 | 0 | 0 | 0 | 0 | 0 | 0 | 25000 | 5000 | 5 | 25000
6000 | 0 | 0 | 1 | 0 | 0 | 0 | 0 | 0 | 0 | 1 | 0 | 0 | 0 | 0 | 0 | 0 | 0 | 0 | 0 | 0 | 1 | 0 | 0 | 0 | 0 | 0 | 0 | 0 | 0 | 0 | 0 | 0 | 0 | 0 | 0 | 0 | 3 |  | 6000 | 0 | 0 | 6000 | 0 | 0 | 0 | 0 | 0 | 0 | 6000 | 0 | 0 | 0 | 0 | 0 | 0 | 0 | 0 | 0 | 0 | 6000 | 0 | 0 | 0 | 0 | 0 | 0 | 0 | 0 | 0 | 0 | 0 | 0 | 0 | 0 | 0 | 18000 | 6000 | 3 | 18000
6300 | 0 | 0 | 0 | 0 | 0 | 0 | 0 | 0 | 0 | 0 | 0 | 0 | 0 | 0 | 0 | 0 | 0 | 0 | 0 | 0 | 0 | 0 | 0 | 0 | 0 | 0 | 0 | 0 | 0 | 0 | 1 | 0 | 0 | 0 | 0 | 0 | 1 |  | 6300 | 0 | 0 | 0 | 0 | 0 | 0 | 0 | 0 | 0 | 0 | 0 | 0 | 0 | 0 | 0 | 0 | 0 | 0 | 0 | 0 | 0 | 0 | 0 | 0 | 0 | 0 | 0 | 0 | 0 | 0 | 6300 | 0 | 0 | 0 | 0 | 0 | 6300 | 6300 | 1 | 6300
8000 | 0 | 0 | 0 | 0 | 0 | 0 | 0 | 0 | 0 | 0 | 0 | 0 | 0 | 0 | 0 | 0 | 0 | 0 | 0 | 0 | 0 | 0 | 0 | 0 | 0 | 2 | 0 | 0 | 0 | 0 | 0 | 0 | 0 | 0 | 0 | 0 | 2 |  | 8000 | 0 | 0 | 0 | 0 | 0 | 0 | 0 | 0 | 0 | 0 | 0 | 0 | 0 | 0 | 0 | 0 | 0 | 0 | 0 | 0 | 0 | 0 | 0 | 0 | 0 | 16000 | 0 | 0 | 0 | 0 | 0 | 0 | 0 | 0 | 0 | 0 | 16000 | 8000 | 2 | 16000
10000 | 0 | 0 | 0 | 0 | 0 | 0 | 1 | 0 | 0 | 1 | 1 | 0 | 0 | 2 | 0 | 0 | 0 | 0 | 0 | 0 | 0 | 0 | 0 | 0 | 0 | 3 | 0 | 1 | 0 | 0 | 0 | 0 | 0 | 0 | 1 | 0 | 10 |  | 10000 | 0 | 0 | 0 | 0 | 0 | 0 | 10000 | 0 | 0 | 10000 | 10000 | 0 | 0 | 20000 | 0 | 0 | 0 | 0 | 0 | 0 | 0 | 0 | 0 | 0 | 0 | 30000 | 0 | 10000 | 0 | 0 | 0 | 0 | 0 | 0 | 10000 | 0 | 100000 | 10000 | 10 | 100000 | Table 1. Simplification of kVA rating distribution
12000 | 0 | 0 | 0 | 0 | 0 | 0 | 0 | 0 | 0 | 0 | 0 | 0 | 0 | 0 | 0 | 0 | 0 | 0 | 0 | 0 | 0 | 0 | 0 | 0 | 0 | 0 | 0 | 0 | 1 | 0 | 0 | 0 | 0 | 0 | 0 | 0 | 1 |  | 12000 | 0 | 0 | 0 | 0 | 0 | 0 | 0 | 0 | 0 | 0 | 0 | 0 | 0 | 0 | 0 | 0 | 0 | 0 | 0 | 0 | 0 | 0 | 0 | 0 | 0 | 0 | 0 | 0 | 12000 | 0 | 0 | 0 | 0 | 0 | 0 | 0 | 12000 | 12000 | 1 | 12000 | kVA Rating | Low | High | Capacity | Pre-1990 Units
15000 | 0 | 0 | 0 | 0 | 0 | 0 | 0 | 0 | 0 | 0 | 0 | 0 | 0 | 0 | 0 | 0 | 0 | 0 | 0 | 0 | 1 | 1 | 0 | 0 | 0 | 0 | 0 | 0 | 0 | 0 | 0 | 0 | 0 | 0 | 0 | 0 | 2 |  | 15000 | 0 | 0 | 0 | 0 | 0 | 0 | 0 | 0 | 0 | 0 | 0 | 0 | 0 | 0 | 0 | 0 | 0 | 0 | 0 | 0 | 15000 | 15000 | 0 | 0 | 0 | 0 | 0 | 0 | 0 | 0 | 0 | 0 | 0 | 0 | 0 | 0 | 30000 | 15000 | 2 | 30000 | 50 | 30 | 70 | 640 | 13
16000 | 0 | 0 | 0 | 0 | 0 | 0 | 0 | 0 | 0 | 0 | 0 | 0 | 0 | 0 | 0 | 0 | 0 | 0 | 0 | 0 | 0 | 0 | 0 | 0 | 0 | 0 | 0 | 1 | 2 | 0 | 0 | 0 | 1 | 0 | 0 | 0 | 4 |  | 16000 | 0 | 0 | 0 | 0 | 0 | 0 | 0 | 0 | 0 | 0 | 0 | 0 | 0 | 0 | 0 | 0 | 0 | 0 | 0 | 0 | 0 | 0 | 0 | 0 | 0 | 0 | 0 | 16000 | 32000 | 0 | 0 | 0 | 16000 | 0 | 0 | 0 | 64000 | 16000 | 4 | 64000 | 100 | 100 | 160 | 3730 | 37
20000 | 0 | 0 | 0 | 0 | 0 | 0 | 0 | 0 | 0 | 0 | 0 | 0 | 0 | 0 | 0 | 0 | 1 | 1 | 0 | 0 | 0 | 0 | 0 | 1 | 0 | 0 | 0 | 1 | 1 | 0 | 0 | 0 | 0 | 0 | 1 | 0 | 6 |  | 20000 | 0 | 0 | 0 | 0 | 0 | 0 | 0 | 0 | 0 | 0 | 0 | 0 | 0 | 0 | 0 | 0 | 20000 | 20000 | 0 | 0 | 0 | 0 | 0 | 20000 | 0 | 0 | 0 | 20000 | 20000 | 0 | 0 | 0 | 0 | 0 | 20000 | 0 | 120000 | 20000 | 6 | 120000 | 250 | 200 | 250 | 8400 | 34
22500 | 0 | 0 | 0 | 0 | 0 | 0 | 0 | 0 | 0 | 0 | 0 | 0 | 0 | 0 | 0 | 0 | 0 | 0 | 0 | 0 | 0 | 0 | 0 | 0 | 0 | 0 | 0 | 0 | 1 | 0 | 0 | 0 | 0 | 0 | 0 | 0 | 1 |  | 22500 | 0 | 0 | 0 | 0 | 0 | 0 | 0 | 0 | 0 | 0 | 0 | 0 | 0 | 0 | 0 | 0 | 0 | 0 | 0 | 0 | 0 | 0 | 0 | 0 | 0 | 0 | 0 | 0 | 22500 | 0 | 0 | 0 | 0 | 0 | 0 | 0 | 22500 | 22500 | 1 | 22500 | 315 | 300 | 400 | 17370 | 55
24000 | 0 | 0 | 0 | 0 | 0 | 0 | 0 | 0 | 0 | 0 | 0 | 0 | 1 | 0 | 0 | 0 | 0 | 0 | 0 | 0 | 0 | 0 | 0 | 0 | 0 | 0 | 0 | 0 | 0 | 0 | 0 | 0 | 0 | 0 | 0 | 0 | 1 |  | 24000 | 0 | 0 | 0 | 0 | 0 | 0 | 0 | 0 | 0 | 0 | 0 | 0 | 24000 | 0 | 0 | 0 | 0 | 0 | 0 | 0 | 0 | 0 | 0 | 0 | 0 | 0 | 0 | 0 | 0 | 0 | 0 | 0 | 0 | 0 | 0 | 0 | 24000 | 24000 | 1 | 24000 | 500 | 500 | 650 | 36660 | 73
25000 | 0 | 0 | 0 | 0 | 0 | 0 | 0 | 0 | 0 | 0 | 0 | 0 | 0 | 0 | 1 | 0 | 0 | 0 | 0 | 0 | 0 | 0 | 0 | 0 | 0 | 0 | 0 | 1 | 0 | 0 | 0 | 0 | 0 | 0 | 0 | 0 | 2 |  | 25000 | 0 | 0 | 0 | 0 | 0 | 0 | 0 | 0 | 0 | 0 | 0 | 0 | 0 | 0 | 25000 | 0 | 0 | 0 | 0 | 0 | 0 | 0 | 0 | 0 | 0 | 0 | 0 | 25000 | 0 | 0 | 0 | 0 | 0 | 0 | 0 | 0 | 50000 | 25000 | 2 | 50000 | 800 | 750 | 1000 | 11650 | 15
30000 | 0 | 0 | 0 | 0 | 0 | 0 | 0 | 0 | 0 | 0 | 0 | 0 | 0 | 0 | 0 | 0 | 0 | 0 | 0 | 0 | 3 | 1 | 0 | 0 | 1 | 0 | 0 | 0 | 1 | 0 | 1 | 0 | 0 | 1 | 0 | 0 | 8 |  | 30000 | 0 | 0 | 0 | 0 | 0 | 0 | 0 | 0 | 0 | 0 | 0 | 0 | 0 | 0 | 0 | 0 | 0 | 0 | 0 | 0 | 90000 | 30000 | 0 | 0 | 30000 | 0 | 0 | 0 | 30000 | 0 | 30000 | 0 | 0 | 30000 | 0 | 0 | 240000 | 30000 | 8 | 240000 | 1500 | 1500 | 2500 | 11000 | 7
35000 | 0 | 0 | 0 | 0 | 0 | 0 | 0 | 0 | 0 | 0 | 0 | 0 | 0 | 0 | 0 | 0 | 0 | 0 | 0 | 0 | 0 | 0 | 0 | 0 | 0 | 3 | 0 | 0 | 1 | 0 | 0 | 0 | 0 | 0 | 0 | 0 | 4 |  | 35000 | 0 | 0 | 0 | 0 | 0 | 0 | 0 | 0 | 0 | 0 | 0 | 0 | 0 | 0 | 0 | 0 | 0 | 0 | 0 | 0 | 0 | 0 | 0 | 0 | 0 | 105000 | 0 | 0 | 35000 | 0 | 0 | 0 | 0 | 0 | 0 | 0 | 140000 | 35000 | 4 | 140000 | 5000 | 3500 | 6300 | 56800 | 11
40000 | 0 | 0 | 0 | 0 | 0 | 0 | 0 | 0 | 0 | 0 | 0 | 0 | 0 | 0 | 0 | 0 | 0 | 0 | 0 | 0 | 0 | 0 | 0 | 0 | 0 | 0 | 0 | 2 | 0 | 0 | 0 | 0 | 0 | 0 | 0 | 0 | 2 |  | 40000 | 0 | 0 | 0 | 0 | 0 | 0 | 0 | 0 | 0 | 0 | 0 | 0 | 0 | 0 | 0 | 0 | 0 | 0 | 0 | 0 | 0 | 0 | 0 | 0 | 0 | 0 | 0 | 80000 | 0 | 0 | 0 | 0 | 0 | 0 | 0 | 0 | 80000 | 40000 | 2 | 80000 | 10000 | 8000 | 20000 | 342000 | 34
50000 | 0 | 0 | 0 | 0 | 0 | 0 | 0 | 0 | 0 | 0 | 0 | 0 | 0 | 0 | 0 | 0 | 0 | 0 | 0 | 0 | 0 | 0 | 0 | 0 | 0 | 0 | 0 | 1 | 0 | 0 | 0 | 0 | 0 | 0 | 0 | 0 | 1 |  | 50000 | 0 | 0 | 0 | 0 | 0 | 0 | 0 | 0 | 0 | 0 | 0 | 0 | 0 | 0 | 0 | 0 | 0 | 0 | 0 | 0 | 0 | 0 | 0 | 0 | 0 | 0 | 0 | 50000 | 0 | 0 | 0 | 0 | 0 | 0 | 0 | 0 | 50000 | 50000 | 1 | 50000 | 30000 | 22500 | 55000 | 661500 | 22
55000 | 0 | 0 | 0 | 0 | 0 | 0 | 0 | 0 | 0 | 0 | 0 | 0 | 0 | 0 | 0 | 0 | 0 | 0 | 0 | 0 | 0 | 0 | 0 | 0 | 0 | 0 | 0 | 0 | 1 | 0 | 0 | 0 | 0 | 0 | 0 | 0 | 1 |  | 55000 | 0 | 0 | 0 | 0 | 0 | 0 | 0 | 0 | 0 | 0 | 0 | 0 | 0 | 0 | 0 | 0 | 0 | 0 | 0 | 0 | 0 | 0 | 0 | 0 | 0 | 0 | 0 | 0 | 55000 | 0 | 0 | 0 | 0 | 0 | 0 | 0 | 55000 | 55000 | 1 | 55000 | 100000 | 100000 | 200000 | 625000 | 6
100000 | 0 | 0 | 0 | 0 | 0 | 0 | 0 | 0 | 0 | 0 | 0 | 0 | 0 | 0 | 0 | 0 | 0 | 0 | 0 | 0 | 0 | 0 | 0 | 0 | 0 | 0 | 0 | 1 | 2 | 0 | 0 | 0 | 0 | 0 | 0 | 0 | 3 |  | 100000 | 0 | 0 | 0 | 0 | 0 | 0 | 0 | 0 | 0 | 0 | 0 | 0 | 0 | 0 | 0 | 0 | 0 | 0 | 0 | 0 | 0 | 0 | 0 | 0 | 0 | 0 | 0 | 100000 | 200000 | 0 | 0 | 0 | 0 | 0 | 0 | 0 | 300000 | 100000 | 3 | 300000 |  |  |  | 1774750 | 307
125000 | 0 | 0 | 0 | 0 | 0 | 0 | 0 | 0 | 0 | 0 | 0 | 0 | 0 | 0 | 0 | 0 | 0 | 0 | 0 | 0 | 0 | 0 | 1 | 0 | 0 | 0 | 0 | 0 | 0 | 0 | 0 | 0 | 0 | 0 | 0 | 0 | 1 |  | 125000 | 0 | 0 | 0 | 0 | 0 | 0 | 0 | 0 | 0 | 0 | 0 | 0 | 0 | 0 | 0 | 0 | 0 | 0 | 0 | 0 | 0 | 0 | 125000 | 0 | 0 | 0 | 0 | 0 | 0 | 0 | 0 | 0 | 0 | 0 | 0 | 0 | 125000 | 125000 | 1 | 125000
200000 | 0 | 0 | 0 | 0 | 0 | 0 | 0 | 0 | 0 | 0 | 0 | 0 | 0 | 0 | 0 | 0 | 0 | 0 | 0 | 0 | 0 | 0 | 0 | 0 | 0 | 0 | 0 | 0 | 1 | 0 | 0 | 0 | 0 | 0 | 0 | 0 | 1 |  | 200000 | 0 | 0 | 0 | 0 | 0 | 0 | 0 | 0 | 0 | 0 | 0 | 0 | 0 | 0 | 0 | 0 | 0 | 0 | 0 | 0 | 0 | 0 | 0 | 0 | 0 | 0 | 0 | 0 | 200000 | 0 | 0 | 0 | 0 | 0 | 0 | 0 | 200000 | 200000 | 1 | 200000
Total | 2 | 1 | 1 | 1 | 1 | 2 | 3 | 2 | 1 | 6 | 6 | 2 | 5 | 6 | 5 | 5 | 10 | 16 | 35 | 18 | 10 | 5 | 7 | 5 | 10 | 13 | 9 | 18 | 19 | 1 | 20 | 3 | 10 | 5 | 10 | 9 | 282 |  | Total kVA | 600 | 200 | 6000 | 30 | 100 | 600 | 10465 | 750 | 5000 | 21450 | 12390 | 750 | 25570 | 21300 | 26450 | 6260 | 23190 | 28095 | 13300 | 15890 | 112710 | 46445 | 126715 | 20725 | 32645 | 162105 | 4600 | 305780 | 609210 | 500 | 46400 | 700 | 20250 | 30665 | 32520 | 4390 | 1774750 | Totals: | 282 | 1774750
Mozambique transformer stock estimates below, these are used to scale the individual country under analysis. Do not change.
Transformers | 1940 | 1944 | 1948 | 1950 | 1957 | 1958 | 1959 | 1960 | 1963 | 1964 | 1965 | 1966 | 1967 | 1968 | 1969 | 1970 | 1971 | 1972 | 1973 | 1974 | 1975 | 1976 | 1977 | 1978 | 1979 | 1980 | 1981 | 1982 | 1983 | 1984 | 1985 | 1986 | 1987 | 1988 | 1989 | 1990 | Total
30 |  |  |  | 1 | [32 empty] | 1
40 | [14 empty] | 2 | [21 empty] | 2
50 | [13 empty] | 1 |  |  | 1 |  | 1 |  | 1 |  | 1 | 2 |  |  | 1 |  |  |  | 1 |  |  | 3 |  |  | 12
70 | [12 empty] | 1 | [23 empty] | 1
100 |  |  |  |  | 1 | 1 | [10 empty] | 1 |  | 2 | 1 |  |  | 1 |  | 2 |  | 1 |  | 1 |  | 2 | 3 | 1 |  | 3 |  | 20
150 | [6 empty] | 1 | [29 empty] | 1
160 | [14 empty] | 1 | 2 | 1 | 2 | 4 | 1 | 1 |  |  | 2 |  | 1 |  |  |  |  | 1 |  | 2 |  | 1 |  | 19
200 |  | 2 | [7 empty] | 1 | [5 empty] | 2 | 2 | 5 | 10 |  |  |  |  | 2 | 1 |  | 1 | 3 | 1 |  | 3 |  | 1 |  |  | 2 | 36
250 | [7 empty] | 1 |  |  |  | 1 |  | 1 |  |  | 2 |  | 6 | 3 |  |  | 1 |  | 4 |  | 2 |  | 1 |  | 2 |  |  | 1 |  |  | 25
300 | 3 | [15 empty] | 2 |  | 5 | [17 empty] | 10
315 | [6 empty] | 1 |  |  |  | 4 | [5 empty] | 4 | 6 | 15 |  |  | 1 | 2 | 1 | 5 | 2 |  | 3 | 3 |  | 8 |  | 3 | 2 | 4 | 4 | 68
400 | [15 empty] | 1 |  |  | 1 | [5 empty] | 2 |  |  | 5 | 1 |  |  |  | 1 |  | 1 |  | 12
500 | [5 empty] | 1 |  | 1 |  | 2 | 2 | 2 | 6 | 3 | 1 | 1 |  | 7 | 14 | 17 | 5 | 1 | 3 |  | 1 |  |  |  | 1 | 2 | 3 | 1 |  |  | 2 | 6 | 82
630 | [10 empty] | 3 | [6 empty] | 5 | 4 | 1 |  | 2 |  |  |  | 1 |  |  | 1 |  | 2 |  | 3 |  | 1 | 3 | 26
650 | [30 empty] | 6 | [5 empty] | 6
750 | [9 empty] | 1 |  |  |  |  | 1 | [21 empty] | 2
800 | [26 empty] | 10 |  |  |  | 1 |  |  |  |  | 1 | 12
850 | [27 empty] | 6 | [8 empty] | 6
1000 | [18 empty] | 2 | 2 | [16 empty] | 4
1500 | [16 empty] | 1 |  | 2 | [13 empty] | 1 |  |  |  | 4
2000 | [19 empty] | 3 | [16 empty] | 3
2500 | [17 empty] | 2 | [18 empty] | 2
3500 | [30 empty] | 1 | [5 empty] | 1
4000 | [9 empty] | 1 | [26 empty] | 1
5000 | [8 empty] | 2 | [6 empty] | 1 |  |  |  | 1 | [5 empty] | 4 | [10 empty] | 8
6000 |  |  | 1 | [6 empty] | 1 | [10 empty] | 1 | [15 empty] | 3
6300 | [30 empty] | 1 | [5 empty] | 1
8000 | [25 empty] | 4 | [10 empty] | 4
10000 | [6 empty] | 1 |  |  | 1 | 1 |  |  | 3 | [11 empty] | 6 |  | 1 | [6 empty] | 2 |  | 15
12000 | [28 empty] | 1 | [7 empty] | 1
15000 | [20 empty] | 1 | 1 | [14 empty] | 2
16000 | [27 empty] | 2 | 3 |  |  |  | 2 |  |  |  | 7
20000 | [16 empty] | 1 | 1 | [5 empty] | 1 |  |  |  | 2 | 2 | [5 empty] | 2 |  | 9
22500 | [28 empty] | 1 | [7 empty] | 1
24000 | [12 empty] | 1 | [23 empty] | 1
25000 | [14 empty] | 1 | [12 empty] | 1 | [8 empty] | 2
30000 | [20 empty] | 5 | 1 |  |  | 1 |  |  |  | 2 |  | 1 |  |  | 1 |  |  | 11
35000 | [25 empty] | 6 |  |  | 2 | [7 empty] | 8
40000 | [27 empty] | 3 | [8 empty] | 3
50000 | [27 empty] | 1 | [8 empty] | 1
55000 | [28 empty] | 2 | [7 empty] | 2
100000 | [27 empty] | 2 | 4 | [7 empty] | 6
125000 | [22 empty] | 1 | [13 empty] | 1
200000 | [28 empty] | 1 | [7 empty] | 1
Total | 3 | 2 | 1 | 1 | 1 | 2 | 3 | 2 | 2 | 7 | 10 | 3 | 8 | 8 | 6 | 7 | 15 | 28 | 66 | 29 | 14 | 6 | 9 | 8 | 16 | 24 | 15 | 29 | 27 | 2 | 32 | 4 | 14 | 7 | 16 | 16 | 443
This matrix is of Transformer stock estimates for the country presented, based on a calculation of the stock of Mozambique, scaled by the estimated stock from the U4E 2015 Transformer model.

## Percent Needing Replacement (hidden)
| kVA Rating | Pre-1990 Units
| 50 | 13
| 100 | 37
| 250 | 34
| 315 | 55
| 500 | 73
| 800 | 15 | [12 empty] | 0.062 | United States Dollar
| 1500 | 7
| 5000 | 11 | [10 empty] | 50 kVA | 100 kVA | 500 kVA
| 10000 | 34 | [10 empty] | 26300 | 38900 | 99000 | RAND
| 30000 | 22 | [10 empty] | 1630.6 | 2411.8 | 6138 | USD
| 100000 | 6
[6 empty] | Pass | 0% | 0% | 0%
|  |  | 1 Mozambican metical equals |  |  | Fail | 100% | 100% | 100%
0.014 United States Dollar
Type | Capacity | HV | LV | Oil-filled | Year of Manufacture | Quantity of units pre-1990 | Screening Test | Gas Chromotagraphy Test | Degree of Polymerisation Test | No Action | # of pre-1990 that need to be Replaced | Percent Needing Replacement
| kVA | kV | kV | Phases |  | number | % Failure | % Failure | % Failure | number | number | %
Auxiliary Transformer | 50 | 22 | 0.4 | 3Φ | 1988 | 13 | 100% | 100% | n/a | 0 | 13 | 100%
Ground-Mounted Transformer | 100 | 22 | 0.4 | 3Φ | 1973 | 37 | 100% | 100% | n/a | 0 | 37 | 100%
Pole-Mounted Transformer | 250 | 22 | 0.4 | 3Φ | 1971 | 34 | 100% | 100% | n/a | 0 | 34 | 100%
Pole-Mounted Transformer | 315 | 22 | 0.4 | 3Φ | 1973 | 55 | 100% | 100% | n/a | 0 | 55 | 100%
Ground-Mounted Transformer | 500 | 22 | 0.4 | 3Φ | 1990 | 73 | 100% | 100% | n/a | 0 | 73 | 100%
Minisubstation | 800 | 11 | 0.4 | 3Φ | 1981 | 15 | 100% | 100% | n/a | 0 | 15 | 100%
Ground-Mounted Transformer | 1500 | 11 | 5.5 | 3Φ | 1971 | 7 | 100% | 100% | 100% | 0 | 7 | 100%
Ground-Mounted Transformer | 5000 | 22 | 6.6 | 3Φ | 1963 | 11 | 100% | 100% | 100% | 0 | 11 | 100%
Ground-Mounted Transformer | 10000 | 33 | 11 | 3Φ | 1968 | 34 | 100% | 100% | 100% | 0 | 34 | 100%
HV Transformer | 30000 | 220 | 113 | 3Φ | 1975 | 22 | 100% | 100% | 100% | 0 | 22 | 100%
HV Transformer | 100000 | 220 | 110 | 3Φ | 1982 | 6 | 100% | 100% | 100% | 0 | 6 | 100%
[6 empty] | 307 |  |  |  |  | 307
Capacity | HV | LV | Oil-filled | Basic Price | Core Losses | Coil Losses | High Efficiency | Core Losses | Coil Losses | Loading | Electricity | Baseline Losses | High Efficiency Losses | Annual Savings | Years to cover cost of High Eff. Unit
kVA | kV | kV | Phases | USD | Watts | Watts | USD | Watts | Watts | (RMS) | ($/kWh) | kWh/year | kWh/year | USD | Years
50 | 22 | 0.4 | 3Φ | 1000 | 190 | 1200 | 1800 | 90 | 720 | 40% | 0.1 | 3346.32 | 1797.552 | 154.8768 | 11.6221
100 | 22 | 0.4 | 3Φ | 1800 | 320 | 2100 | 3240 | 140 | 1260 | 50% | 0.1 | 7402.2 | 3985.8 | 341.64 | 9.4837
250 | 22 | 0.4 | 3Φ | 3600 | 700 | 4000 | 6480 | 310 | 2400 | 50% | 0.1 | 14892 | 7971.6 | 692.04 | 9.3636
315 | 22 | 0.4 | 3Φ | 4300 | 920 | 4600 | 7740 | 410 | 2760 | 50% | 0.1 | 18133.2 | 9636 | 849.72 | 9.1089
500 | 22 | 0.4 | 3Φ | 6000 | 1300 | 7000 | 10800 | 580 | 4200 | 50% | 0.1 | 26718 | 14278.8 | 1243.92 | 8.6822
800 | 11 | 0.4 | 3Φ | 8500 | 1800 | 9200 | 15300 | 810 | 5520 | 50% | 0.1 | 35916 | 19184.4 | 1673.16 | 9.1444
1500 | 11 | 5.5 | 3Φ | 11000 | 2800 | 14000 | 16000 | 1250 | 8400 | 50% | 0.1 | 55188 | 29346 | 2584.2 | 6.1915
5000 | 22 | 6.6 | 3Φ | 26000 | 7300 | 40000 | 35000 | 3300 | 24000 | 50% | 0.1 | 151548 | 81468 | 7008 | 4.9943
10000 | 33 | 11 | 3Φ | 44000 | 13500 | 65000 | 59000 | 6000 | 39000 | 50% | 0.1 | 260610 | 137970 | 12264 | 4.8108
30000 | 220 | 113 | 3Φ | 91000 | 35000 | 140000 | 115000 | 16000 | 84000 | 50% | 0.1 | 613200 | 324120 | 28908 | 3.9781
100000 | 220 | 110 | 3Φ | 228000 | 69000 | 350000 | 287000 | 31000 | 210000 | 50% | 0.1 | 1370940 | 731460 | 63948 | 4.488

## Mozambique Scalar (hidden)
Report generated on: 05-19-2022 12:07:39 |  | Source: US Department of Energy, International Energy Outlook, 2021. | [6 empty] | Link
API |  | 1965 | 1966 | 1967 | 1968 | 1969 | 1970 | 1971 | 1972 | 1973 | 1974 | 1975 | 1976 | 1977 | 1978 | 1979 | 1980 | 1981 | 1982 | 1983 | 1984 | 1985 | 1986 | 1987 | 1988 | 1989 | 1990 | 1991 | 1992 | 1993 | 1994 | 1995
electricity net consumption (billion kWh)
INTL.2-2-BWA-BKWH.A | Botswana | 0.15279 | 0.1642 | 0.17646 | 0.18964 | 0.2038 | 0.21901 | 0.23536 | 0.25294 | 0.27182 | 0.29212 | 0.31393 | 0.33737 | 0.36255 | 0.38962 | 0.41871 | 0.41199 | 0.47686 | 0.53677 | 0.56362 | 0.59985 | 0.64708 | 0.74034 | 0.85878 | 0.816 | 0.80621 | 0.87636 | 0.92347 | 1.0918 | 1.1141 | 1.2809 | 1.3137
INTL.2-2-SWZ-BKWH.A | Eswatini | 0.039756 | 0.044494 | 0.049796 | 0.05573 | 0.062371 | 0.069804 | 0.078122 | 0.087431 | 0.09785 | 0.10951 | 0.12256 | 0.13716 | 0.15351 | 0.1718 | 0.19228 | 0.25389 | 0.27342 | 0.23808 | 0.21762 | 0.28551 | 0.33945 | 0.44131 | 0.55433 | 0.60526 | 0.68967 | 0.73457 | 0.73272 | 0.94272 | 0.90572 | 0.95272 | 0.9993
INTL.2-2-LSO-BKWH.A | Lesotho | 0.011001 | 0.012332 | 0.013823 | 0.015495 | 0.017369 | 0.01947 | 0.021824 | 0.024464 | 0.027422 | 0.030739 | 0.034456 | 0.038624 | 0.043295 | 0.048531 | 0.0544 | 0.060979 | 0.068354 | 0.076621 | 0.085888 | 0.096275 | 0.10792 | 0.12097 | 0.1356 | 0.152 | 0.17038 | 0.192 | 0.206 | 0.241 | 0.281 | 0.31 | 0.324
INTL.2-2-MDG-BKWH.A | Madagascar | 0.25991 | 0.26687 | 0.27401 | 0.28135 | 0.28888 | 0.29662 | 0.30456 | 0.31271 | 0.32108 | 0.32968 | 0.33851 | 0.34757 | 0.35688 | 0.36643 | 0.37624 | 0.38781 | 0.3906 | 0.40083 | 0.42036 | 0.44268 | 0.44919 | 0.44826 | 0.44454 | 0.4557 | 0.50313 | 0.53382 | 0.52824 | 0.5394 | 0.54033 | 0.54312 | 0.56637
INTL.2-2-MWI-BKWH.A | Malawi | 0.12575 | 0.13437 | 0.14358 | 0.15342 | 0.16394 | 0.17518 | 0.18719 | 0.20002 | 0.21373 | 0.22838 | 0.24404 | 0.26077 | 0.27865 | 0.29775 | 0.31816 | 0.37651 | 0.37 | 0.39425 | 0.42587 | 0.44068 | 0.45098 | 0.48167 | 0.53096 | 0.53661 | 0.5394 | 0.6603 | 0.70401 | 0.72819 | 0.88629 | 0.93 | 0.94674
INTL.2-2-MUS-BKWH.A | Mauritius | 0.12668 | 0.13544 | 0.1448 | 0.15482 | 0.16552 | 0.17697 | 0.1892 | 0.20228 | 0.21627 | 0.23122 | 0.24721 | 0.26431 | 0.28258 | 0.30212 | 0.32301 | 0.41013 | 0.40548 | 0.39897 | 0.40827 | 0.4185 | 0.42129 | 0.46593 | 0.52545 | 0.57009 | 0.60636 | 0.66867 | 0.73191 | 0.81375 | 0.86862 | 0.90582 | 0.9858
INTL.2-2-MOZ-BKWH.A | Mozambique* | 0.38347 | 0.38687 | 0.3903 | 0.39377 | 0.39726 | 0.40078 | 0.40434 | 0.40793 | 0.41154 | 0.41519 | 0.41888 | 0.42259 | 0.42634 | 0.43012 | 0.43394 | 0.34589 | 0.36532 | 0.38585 | 0.40753 | 0.411 | 0.307 | 0.413 | 0.432 | 0.456 | 0.471 | 0.694 | 0.812 | 0.672 | 1.08 | 0.896 | 0.807
INTL.2-2-NAM-BKWH.A | Namibia | 0.0024829 | 0.0030371 | 0.0037151 | 0.0045445 | 0.005559 | 0.0067999 | 0.0083179 | 0.010175 | 0.012446 | 0.015225 | 0.018623 | 0.022781 | 0.027866 | 0.034087 | 0.041696 | 0.051004 | 0.06239 | 0.076318 | 0.093355 | 0.1142 | 0.13969 | 0.17087 | 0.20902 | 0.25568 | 0.31275 | 0.586 | 0.45 | 0.32 | 0.755 | 0.585 | 1.728
INTL.2-2-SYC-BKWH.A | Seychelles | 0.015415 | 0.016485 | 0.017631 | 0.018855 | 0.020165 | 0.021566 | 0.023065 | 0.024667 | 0.02638 | 0.028213 | 0.030173 | 0.032269 | 0.034511 | 0.036909 | 0.039473 | 0.04371 | 0.04743 | 0.04929 | 0.05208 | 0.05208 | 0.05766 | 0.05766 | 0.0651 | 0.07254 | 0.0744 | 0.08835 | 0.093 | 0.09579 | 0.1023 | 0.10974 | 0.11253
INTL.2-2-TZA-BKWH.A | Tanzania | 0.76205 | 0.7785 | 0.79531 | 0.81248 | 0.83002 | 0.84794 | 0.86625 | 0.88496 | 0.90406 | 0.92358 | 0.94352 | 0.9639 | 0.98471 | 1.006 | 1.0277 | 1.1 | 1.149 | 1.139 | 1.147 | 1.141 | 1.122 | 1.077 | 1.083 | 1.118 | 1.237 | 1.367 | 1.479 | 1.415 | 1.399 | 1.33 | 1.558
INTL.2-2-ZMB-BKWH.A | Zambia | 6.4853 | 6.4678 | 6.4505 | 6.4331 | 6.4158 | 6.3986 | 6.3814 | 6.3643 | 6.3472 | 6.3301 | 6.3131 | 6.2961 | 6.2792 | 6.2624 | 6.2455 | 5.79 | 6.273 | 6.191 | 6.264 | 6.309 | 6.343 | 6.242 | 6.604 | 6.66 | 5.092 | 6.05 | 5.958 | 5.988 | 5.98 | 5.954 | 6.138
INTL.2-2-ZWE-BKWH.A | Zimbabwe | 5.201 | 5.3017 | 5.4044 | 5.5091 | 5.6158 | 5.7245 | 5.8354 | 5.9484 | 6.0636 | 6.1811 | 6.3008 | 6.4228 | 6.5472 | 6.674 | 6.8033 | 6.902 | 7.036 | 7.174 | 6.95 | 7.106 | 7.145 | 7.851 | 8.13 | 8.308 | 9.24 | 9.948 | 9.418 | 8.3 | 8.773 | 8.2 | 8.49
*Adjusted / smoothed from DOE data, to account for World Bank database
[8 empty] | World Bank database, 2022 |  |  | Link
[8 empty] | 1971 | 1972 | 1973 | 1974 | 1975 | 1976 | 1977 | 1978 | 1979 | 1980 | 1981 | 1982 | 1983 | 1984 | 1985 | 1986 | 1987 | 1988 | 1989 | 1990 | 1991 | 1992 | 1993 | 1994 | 1995 | 1996 | 1997 | 1998 | 1999 | 2000
Mozambique | MOZ | Electric power consumption (kWh per capita) |  |  |  | EG.USE.ELEC.KH.PC |  | 51.5561 | 50.708 | 57.8157 | 68.4367 | 56.0736 | 61.9497 | 57.4566 | 60.8629 | 37.0324 | 37.1447 | 36.6824 | 48.4831 | 37.8624 | 29.5186 | 31.4939 | 37.0846 | 42.3107 | 34.5665 | 39.6691 | 42.1951 | 55.7472 | 54.1069 | 50.6578 | 44.2867 | 46.1789 | 45.8634 | 54.4606 | 49.0664 | 69.2408 | 125.6216
Mozambique | MOZ | Population (total) |  |  |  | SP.POP.TOTL |  | 9232655 | 9446235 | 9668655 | 9906963 | 10165216 | 10443954 | 10738534 | 11041206 | 11341405 | 11630194 | 11913085 | 12189817 | 12439773 | 12636120 | 12764385 | 12808566 | 12786353 | 12758003 | 12805950 | 12987292 | 13328029 | 13805999 | 14370950 | 14948050 | 15483277 | 15960445 | 16397175 | 16813946 | 17244176 | 17711925
[6 empty] | Billion kWh |  | 0.476 | 0.479 | 0.559 | 0.678 | 0.57 | 0.647 | 0.617 | 0.672 | 0.42 | 0.432 | 0.437 | 0.591 | 0.471 | 0.373 | 0.402 | 0.475 | 0.541 | 0.441 | 0.508 | 0.548 | 0.743 | 0.747 | 0.728 | 0.662 | 0.715 | 0.732 | 0.893 | 0.825 | 1.194 | 2.225
Mozambique* | Final Cleaned | 0.37379 | 0.37716 | 0.38052 | 0.38388 | 0.38725 | 0.39061 | 0.39398 | 0.39734 | 0.40071 | 0.40407 | 0.40743 | 0.4108 | 0.41416 | 0.41753 | 0.42089 | 0.42425 | 0.42762 | 0.43098 | 0.43435 | 0.43771 | 0.44107 | 0.44444 | 0.4478 | 0.45117 | 0.45453 | 0.45789
Multiplier
| Transformer Indices | [6 empty] | Link 1991: Average
| Botswana | 40.88% | 43.54% | 46.37% | 49.4% | 52.63% | 56.07% | 59.74% | 63.66% | 67.84% | 72.29% | 77.05% | 82.12% | 87.54% | 93.32% | 99.48% | 97.11% | 111.5% | 124.5% | 129.8% | 137% | 146.7% | 166.6% | 191.8% | 180.9% | 177.4% | 191.4% | 101.8%
| Eswatini | 10.64% | 11.8% | 13.09% | 14.52% | 16.11% | 17.87% | 19.83% | 22% | 24.42% | 27.1% | 30.08% | 33.39% | 37.07% | 41.15% | 45.68% | 59.84% | 63.94% | 55.24% | 50.1% | 65.23% | 76.96% | 99.3% | 123.8% | 134.2% | 151.7% | 160.4% | 54.06%
| Lesotho | 2.943% | 3.27% | 3.633% | 4.036% | 4.485% | 4.984% | 5.539% | 6.157% | 6.844% | 7.607% | 8.457% | 9.402% | 10.45% | 11.62% | 12.93% | 14.37% | 15.98% | 17.78% | 19.77% | 22% | 24.47% | 27.22% | 30.28% | 33.69% | 37.49% | 41.93% | 14.9%
| Madagascar | 69.53% | 70.76% | 72.01% | 73.29% | 74.6% | 75.94% | 77.3% | 78.7% | 80.13% | 81.59% | 83.08% | 84.61% | 86.17% | 87.76% | 89.39% | 91.41% | 91.34% | 93% | 96.78% | 101.1% | 101.8% | 100.9% | 99.27% | 101% | 110.7% | 116.6% | 88.03%
| Malawi | 33.64% | 35.63% | 37.73% | 39.97% | 42.33% | 44.85% | 47.51% | 50.34% | 53.34% | 56.52% | 59.9% | 63.48% | 67.28% | 71.31% | 75.59% | 88.75% | 86.53% | 91.48% | 98.05% | 100.7% | 102.2% | 108.4% | 118.6% | 118.9% | 118.7% | 144.2% | 75.23%
| Mauritius | 33.89% | 35.91% | 38.05% | 40.33% | 42.74% | 45.3% | 48.02% | 50.91% | 53.97% | 57.22% | 60.68% | 64.34% | 68.23% | 72.36% | 76.74% | 96.67% | 94.82% | 92.57% | 94% | 95.61% | 95.51% | 104.8% | 117.3% | 126.4% | 133.4% | 146% | 76.38%
Mozambique*
| Namibia | 0.6642% | 0.8053% | 0.9763% | 1.184% | 1.436% | 1.741% | 2.111% | 2.561% | 3.106% | 3.768% | 4.571% | 5.545% | 6.728% | 8.164% | 9.907% | 12.02% | 14.59% | 17.71% | 21.49% | 26.09% | 31.67% | 38.45% | 46.68% | 56.67% | 68.81% | 128% | 19.82%
| Seychelles | 4.124% | 4.371% | 4.633% | 4.912% | 5.207% | 5.521% | 5.854% | 6.208% | 6.584% | 6.982% | 7.406% | 7.855% | 8.333% | 8.84% | 9.378% | 10.3% | 11.09% | 11.44% | 11.99% | 11.9% | 13.07% | 12.97% | 14.54% | 16.08% | 16.37% | 19.29% | 9.433%
| Tanzania | 203.9% | 206.4% | 209% | 211.6% | 214.3% | 217.1% | 219.9% | 222.7% | 225.6% | 228.6% | 231.6% | 234.6% | 237.8% | 240.9% | 244.2% | 259.3% | 268.7% | 264.3% | 264.1% | 260.7% | 254.4% | 242.3% | 241.8% | 247.8% | 272.1% | 298.5% | 239.3%
| Zambia | 1735% | 1715% | 1695% | 1676% | 1657% | 1638% | 1620% | 1602% | 1584% | 1567% | 1549% | 1533% | 1516% | 1500% | 1484% | 1365% | 1467% | 1436% | 1442% | 1441% | 1438% | 1404% | 1475% | 1476% | 1120% | 1321% | 1518%
| Zimbabwe | 1391% | 1406% | 1420% | 1435% | 1450% | 1466% | 1481% | 1497% | 1513% | 1530% | 1546% | 1563% | 1581% | 1598% | 1616% | 1627% | 1645% | 1665% | 1600% | 1623% | 1620% | 1767% | 1816% | 1841% | 2033% | 2173% | 1612%

## Timed Replacement of PCB Units (hidden)
Tanzania
Capacity | HV | LV | Oil-filled | Pre-1990 Units | Replace | Percent Needing Replacement | High Efficiency | Investment Needed | High Efficiency Savings | Network Savings | Energy Savings
kVA | kV | kV | Phases | number | number | % | USD | USD | USD | USD | kWh/year |  | Discount Rate: | 8%
50 | 22 | 0.4 | 3Φ | 13 | 13 | 100% | 1800 | 23400 | 154.8768 | 2013.3984 | 20133.984 |  | 2023 | 2024 | 2025 | 2026 | 2027 | 2028 | 2029 | 2030 | 2031 | 2032 | 2033 | 2034 | 2035
100 | 22 | 0.4 | 3Φ | 37 | 37 | 100% | 3240 | 119880 | 341.64 | 12640.68 | 126406.8
250 | 22 | 0.4 | 3Φ | 34 | 34 | 100% | 6480 | 220320 | 692.04 | 23529.36 | 235293.6 | Investment: | Discount Rate: 2023: 1427033.3333; 8% 2024: 1427033.3333; 8% 2025: 1427033.3333; 8% 2026: 1427033.3333; 8% 2027: 1427033.3333; 8% 2028: 1427033.3333
315 | 22 | 0.4 | 3Φ | 55 | 55 | 100% | 7740 | 425700 | 849.72 | 46734.6 | 467346 | Savings | 0 | 288773.1664 | 577546.3328 | 866319.4992 | 1155092.6656 | 1443865.832 | 1732638.9984 | 1732638.9984 | 1732638.9984 | 1732638.9984 | 1732638.9984 | 1732638.9984 | 1732638.9984
500 | 22 | 0.4 | 3Φ | 73 | 73 | 100% | 10800 | 788400 | 1243.92 | 90806.16 | 908061.6
800 | 11 | 0.4 | 3Φ | 15 | 15 | 100% | 15300 | 229500 | 1673.16 | 25097.4 | 250974 | Discounted Investment | Discount Rate: 2023: 1427033.3333; 8% 2024: 1321327.1605; 8% 2025: 1223451.0745; 8% 2026: 1132825.069; 8% 2027: 1048912.1009; 8% 2028: 971214.9083
1500 | 11 | 5.5 | 3Φ | 7 | 7 | 100% | 16000 | 112000 | 2584.2 | 18089.4 | 180894 | Discounted Savings | 0 | 267382.5615 | 495152.8916 | 687712.3495 | 849027.592 | 982670.824 | 1091856.4711 | 1010978.214 | 936090.9389 | 866750.8694 | 802547.1013 | 743099.1678 | 688054.785
5000 | 22 | 6.6 | 3Φ | 11 | 11 | 100% | 35000 | 385000 | 7008 | 77088 | 770880
10000 | 33 | 11 | 3Φ | 34 | 34 | 100% | 59000 | 2006000 | 12264 | 416976 | 4169760 | Cumulative Discounted Investment | Discount Rate: 2023: 1427033.3333; 8% 2024: 2748360.4938; 8% 2025: 3971811.5684; 8% 2026: 5104636.6374; 8% 2027: 6153548.7383; 8% 2028: 7124763.6466
30000 | 220 | 113 | 3Φ | 22 | 22 | 100% | 115000 | 2530000 | 28908 | 635976 | 6359760 | Cumulative Discounted Savings | 0 | 267382.5615 | 762535.4531 | 1450247.8026 | 2299275.3946 | 3281946.2186 | 4373802.6897 | 5384780.9038 | 6320871.8427 | 7187622.712 | 7990169.8133 | 8733268.9811 | 9421323.7662
100000 | 220 | 110 | 3Φ | 6 | 6 | 100% | 287000 | 1722000 | 63948 | 383688 | 3836880
[8 empty] | 8562200 |  | 1732638.9984 | 17326389.984 | NPV Investment | Discount Rate: 2023: 7124763.6466
[12 empty] | NPV Savings | Discount Rate: 2023: 9421323.7662

## CO2 inputs (hidden)
| World Average Price of Carbon: | 24.2714 | USD/tonne
European Investment Bank
Data last updated April, 01 2021 |  | https://carbonpricingdashboard.worldbank.org/map_data | [8 empty] | Emission Factors in gCO2/kWh (The impact of non-CO2 GHGs is negligible. For calculation purposes, the factors below can be considered as CO2e.)
Note: Nominal prices on April, 01 2021 Prices are not necessarily comparable between carbon pricing initiatives because of differences in the number of sectors covered and allocation methods applied, specific exemptions, and different compensation methods. Due to the dynamic approach to continuously improve data quality and fluctuating exchange rates, data of different years may not always be comparable and could be amended following new information from official government sources. In addition, data for a limited number of initiatives may be incomplete as they are in the process of being validated and will be updated following confirmation from official government sources. | [10 empty] | Country / Territory / Island | Combined Margin Intermittent Electricity Generation | Combined Margin Firm Electricity Generation/ Electricity Consumption | Electricity Consumption/ Network Losses HV Grid +2% | Electricity Consumption/ Network Losses MV Grid +4% | Electricity Consumption/ Network Losses LV Grid +7%
Name of the initiative | Instrument Type | Jurisdiction Covered | Price_label_1_2020 | Price_rate_1_2020 | Price_label_2_2020 | Price_rate_2_2020 | Price_label_1_2021 | Price_rate_1_ 2021 | Price_label_2_2021 | Price_rate_2_2021 | Afghanistan | 300 | 206 | 210 | 214 | 220
Alberta TIER | ETS | Alberta |  | 22.6295 |  |  |  | 31.8345 |  |  | Albania | 16 | 43 | 44 | 45 | 46 |  | gCO2/kWh
Alberta carbon tax | Carbon tax | Alberta | [8 empty] | Algeria | 498 | 429 | 438 | 446 | 459 | Botswana | 1262
Argentina carbon tax | Carbon tax | Argentina | Most liquid fuels |  | Fuel oil, mineral coal and petroleum coke |  | Most liquid fuels | 5.543 | Fuel oil, mineral coal and petroleum coke |  | American Samoa (U.S.) | 699 | 544 | 555 | 566 | 582 | Eswatini | 46
Australia CPM | ETS | Australia | [8 empty] | Andorra | 16 | 43 | 44 | 45 | 46 | Lesotho | 46
Austria undecided | Undecided | Austria | [8 empty] | Angola | 613 | 426 | 434 | 443 | 455 | Madagascar | 404
BC GGIRCA | ETS | British Columbia | [5 empty] | 19.8965 |  |  | Anguilla (U.K.) | 680 | 493 | 503 | 513 | 528 | Malawi | 46
BC carbon tax | Carbon tax | British Columbia |  | 30.1727 |  |  |  | 35.8138 |  |  | Antigua and Barbuda | 693 | 527 | 538 | 548 | 564 | Mauritius | 591
Baja Calfornia carbon tax | Carbon tax | Baja California |  | 8.0256 |  |  |  | 8.317 |  |  | Argentina | 497 | 350 | 357 | 364 | 375 | Mozambique | 137
Beijing pilot ETS | ETS | Beijing |  | 13.354 |  |  |  | 4.3233 |  |  | Armenia | 339 | 247 | 252 | 256 | 264 | Namibia | 143
Brazil undecided | Undecided | Brazil | [8 empty] | Aruba | 664 | 450 | 459 | 468 | 482 | Seychelles | 552
California CaT | ETS | California |  | 16.89 |  |  |  | 17.94 |  |  | Australia | 646 | 412 | 420 | 428 | 440 | Tanzania | 510
Canada federal OBPS | ETS | Canada | [5 empty] | 31.8345 |  |  | Austria | 173 | 134 | 136 | 139 | 143 | Zambia | 106
Canada federal fuel charge | Carbon tax | Canada | [5 empty] | 31.8345 |  |  | Azerbaijan | 488 | 411 | 419 | 427 | 439 | Zimbabwe | 944
Catalonia carbon tax | Carbon tax | Catalonia | [8 empty] | Azores (Portugal) | 658 | 433 | 442 | 450 | 463
Chile ETS | ETS | Chile | [8 empty] | Bahamas | 669 | 462 | 471 | 480 | 494
Chile carbon tax | Carbon tax | Chile |  | 5 |  |  |  | 5 |  |  | Bahrain | 662 | 475 | 484 | 494 | 508
China national ETS | ETS | China | [8 empty] | Bangladesh | 565 | 502 | 512 | 522 | 537 |  | Country | Carbon Intensity (kg/kWh) | Energy Savings (kWh) | CO2 Savings (metric tonnes) | CO2 Value
Chongqing pilot ETS | ETS | Chongqing |  | 2.6875 |  |  |  | 3.7146 |  |  | Barbados | 684 | 502 | 512 | 522 | 537 |  | Botswana | 1.262 | 4933754.64 | 6226.3984 | 151114.6881
Colombia ETS | ETS | Colombia | [8 empty] | Belarus | 390 | 336 | 343 | 350 | 360 |  | Eswatini | 0.046 | 2640968.304 | 121.4845 | 2948.4298
Colombia carbon tax | Carbon tax | Colombia | [5 empty] | 5 |  |  | Belgium | 227 | 165 | 169 | 172 | 177 |  | Lesotho | 0.046 | 1831835.136 | 84.2644 | 2045.0974
Cote dIvoire carbon tax | Carbon tax | Cote dIvoire | [8 empty] | Belize | 461 | 304 | 310 | 316 | 326 |  | Madagascar | 0.404 | 3517318.704 | 1420.9968 | 34487.5913
Denmark carbon tax | Carbon tax | Denmark | Fossil fuels | 27.7 | F-gases | 23.4746 | Fossil fuels | 28.1408 | F-gases | 23.6477 | Benin | 705 | 624 | 636 | 649 | 667 |  | Malawi | 0.046 | 2665321.104 | 122.6048 | 2975.6178
EU ETS | ETS | EU, Norway, Iceland, Liechtenstein |  | 30.1435 |  |  |  | 49.7795 |  |  | Bermuda (U.K.) | 636 | 374 | 382 | 389 | 400 |  | Mauritius | 0.591 | 4313459.04 | 2549.2543 | 61870.4017
Estonia carbon tax | Carbon tax | Estonia | [5 empty] | 2.3492 |  |  | Bhutan | 16 | 43 | 44 | 45 | 46 |  | Mozambique | 0.137 | 11319335.616 | 1550.749 | 37636.6777
Finland carbon tax | Carbon tax | Finland | Transport fuels | 72.2419 | Other fossil fuels | 61.7552 | Transport fuels | 72.8252 | Other fossil fuels | 62.2538 | Bolivia (Plurinational State of) | 529 | 409 | 417 | 425 | 438 |  | Namibia | 0.143 | 5499973.008 | 786.4961 | 19088.2613
France carbon tax | Carbon tax | France |  | 6.9798 |  |  |  | 52.3872 |  |  | Bosnia and Herzegovina | 1231 | 864 | 881 | 898 | 924 |  | Seychelles | 0.552 | 1248885.168 | 689.3846 | 16731.3646
Fujian pilot ETS | ETS | Fujian |  | 2.7681 |  |  |  | 1.2463 |  |  | Botswana | 1480 | 1179 | 1203 | 1227 | 1262 |  | Tanzania | 0.51 | 6963828.576 | 3551.5526 | 86196.181
Germany ETS | ETS | Germany | [5 empty] | 29.365 |  |  | Brazil | 296 | 201 | 205 | 209 | 215 |  | Zambia | 0.106 | 9552615.312 | 1012.5772 | 24575.2492
Guangdong pilot ETS | ETS | Guangdong (except Shenzhen) |  | 4.1014 |  |  |  | 5.7157 |  |  | British Virgin Islands (U.K.) | 667 | 456 | 466 | 475 | 488 |  | Zimbabwe | 0.944 | 9717100.08 | 9172.9425 | 222627.3139
Hawaii carbon tax | Carbon tax | Hawaii | [8 empty] | Brunei Darussalam | 536 | 379 | 386 | 394 | 405
Hubei pilot ETS | ETS | Hubei |  | 4.7121 |  |  |  | 4.4115 |  |  | Bulgaria | 813 | 547 | 558 | 569 | 585 |  | TOTAL: |  | 64204394.688 | 27288.7051 | 662296.8737
Iceland carbon tax | Carbon tax | Iceland | Fossil fuels | 30.0137 | F-gases | 8.8588 | Fossil fuels | 34.8349 | F-gases | 19.7926 | Burkina Faso | 734 | 636 | 648 | 661 | 680
Indonesia ETS | ETS | Indonesia | [8 empty] | Burundi | 465 | 316 | 323 | 329 | 339
Ireland carbon tax | Carbon tax | Ireland | Transport fuels | 30.295 | Other fossil fuels | 23.3039 | Transport fuels | 39.3491 |  |  | Cambodia | 820 | 580 | 592 | 604 | 621
Jalisco carbon tax | Carbon tax | Jalisco | [8 empty] | Cameroon | 397 | 275 | 281 | 286 | 294
Japan ETS | ETS | Japan | [8 empty] | Canada | 286 | 231 | 236 | 241 | 248
Japan carbon tax | Carbon tax | Japan |  | 2.7592 |  |  |  | 2.6085 |  |  | Canary Islands (Spain) | 673 | 474 | 483 | 493 | 507
Kazakhstan ETS | ETS | Kazakhstan |  | 1.1554 |  |  |  | 1.1768 |  |  | Cabo Verde | 699 | 544 | 555 | 566 | 582
Korea ETS | ETS | Korea, Republic of |  | 18.7986 |  |  |  | 15.8926 |  |  | Cayman Islands | 646 | 401 | 409 | 417 | 429
Latvia carbon tax | Carbon tax | Latvia |  | 10.4867 |  |  |  | 14.0952 |  |  | Central African Republic | 332 | 224 | 229 | 233 | 240
Liechtenstein carbon tax | Carbon tax | Liechtenstein | [5 empty] | 101.4746 |  |  | Chad | 741 | 655 | 668 | 681 | 700
Luxembourg carbon tax | Carbon tax | Luxembourg |  |  |  |  | Diesel fuel | 40.1243 | All fossil fuels | 23.492 | Channel Islands | 654 | 422 | 431 | 439 | 452
Manitoba ETS | ETS | Manitoba | [5 empty] | 19.8965 |  |  | Chile | 532 | 339 | 346 | 353 | 363
Manitoba carbon tax | Carbon tax | Manitoba | [5 empty] | 19.8965 |  |  | China | 775 | 494 | 504 | 514 | 528
Massachusetts ETS | ETS | Massachusetts |  | 8.26 |  |  |  | 6.5 |  |  | Colombia | 309 | 231 | 235 | 240 | 247
Mexico carbon tax | Carbon tax | Mexico | Upper | 2.7942 | Lower | 0.34532 | Upper | 3.1795 | Lower | 0.36497 | Comoros | 738 | 647 | 660 | 672 | 692
Mexico pilot ETS | ETS | Mexico | [8 empty] | Democratic Republic of the Congo | 16 | 43 | 44 | 45 | 46
Montenegro ETS | ETS | Montenegro | [5 empty] | 28.1904 |  |  | Congo | 472 | 342 | 348 | 355 | 365
Netherlands carbon tax | Carbon tax | Netherlands | [5 empty] | 35.238 |  |  | Cook Islands | 519 | 326 | 333 | 339 | 349
New Brunswick ETS | ETS | New Brunswick | [5 empty] | 31.8345 |  |  | Costa Rica | 215 | 145 | 148 | 151 | 155
New Brunswick carbon tax | Carbon tax | New Brunswick | [5 empty] | 31.8345 |  |  | Côte d'Ivoire | 530 | 436 | 444 | 453 | 466
New Zealand ETS | ETS | New Zealand |  | 22.4525 |  |  |  | 25.7599 |  |  | Croatia | 327 | 237 | 241 | 246 | 253
Newfoundland and Labrador PSS | ETS | Newfoundland and Labrador | [5 empty] | 23.8758 |  |  | Cuba | 755 | 598 | 610 | 622 | 640
Newfoundland and Labrador carbon tax | Carbon tax | Newfoundland and Labrador | [5 empty] | 23.8758 |  |  | Curaçao (Netherlands) | 645 | 466 | 476 | 485 | 499
Northwest Territories carbon tax | Carbon tax | Northwest Territories | [5 empty] | 23.8758 |  |  | Cyprus | 630 | 441 | 450 | 458 | 472
Norway carbon tax | Carbon tax | Norway | Upper | 57.1446 | Lower | 3.2504 | Upper | 69.3263 | Lower | 3.871 | Czech Republic | 794 | 501 | 511 | 521 | 536
Nova Scotia CaT | ETS | Nova Scotia | [5 empty] | 19.6578 |  |  | Denmark | 384 | 235 | 240 | 245 | 252
Ontario CaT | ETS | Ontario | [8 empty] | Djibouti | 735 | 639 | 652 | 664 | 684
Ontario EPS | ETS | Ontario | [8 empty] | Dominica | 702 | 551 | 562 | 573 | 590
Oregon ETS | ETS | Oregon | [8 empty] | Dominican Republic | 566 | 460 | 469 | 478 | 492
Pakistan ETS | ETS | Pakistan | [8 empty] | Ecuador | 586 | 404 | 412 | 420 | 432
Pennsylvania ETS | ETS | Pennsylvania | [8 empty] | Egypt | 483 | 411 | 419 | 428 | 440
Poland carbon tax | Carbon tax | Poland |  | 0.07584 |  |  |  | 0.078624 |  |  | El Salvador | 491 | 344 | 350 | 357 | 368
Portugal carbon tax | Carbon tax | Portugal |  | 27.5207 |  |  |  | 28.1904 |  |  | Equatorial Guinea | 694 | 531 | 541 | 552 | 568
Prince Edward Island carbon tax | Carbon tax | Prince Edward Island | [5 empty] | 23.8758 |  |  | Eritrea | 845 | 739 | 754 | 769 | 791
Quebec CaT | ETS | Quebec |  | 16.89 |  |  |  | 17.94 |  |  | Estonia | 1049 | 733 | 748 | 763 | 785
RGGI | ETS | RGGI |  | 5.94 |  |  |  | 8.69 |  |  | Eswatini | 16 | 43 | 44 | 45 | 46
Rio de Janeiro ETS | ETS | Rio de Janeiro | [8 empty] | Ethiopia | 16 | 44 | 44 | 45 | 47
Saitama ETS | ETS | Saitama |  | 5.7285 |  |  |  | 5.4157 |  |  | Falkland Islands (U.K.) | 645 | 399 | 407 | 415 | 426
Sao Paolo ETS | ETS | Sao Paolo | [8 empty] | Faroe Islands (Denmark) | 631 | 362 | 369 | 376 | 387
Saskatchewan OBPS | ETS | Saskatchewan | [5 empty] | 31.8345 |  |  | Fiji | 631 | 428 | 437 | 445 | 458
Senegal carbon tax | Carbon tax | Senegal | [8 empty] | Finland | 241 | 162 | 166 | 169 | 174
Shanghai pilot ETS | ETS | Shanghai |  | 5.9917 |  |  |  | 6.3152 |  |  | France | 124 | 99 | 101 | 103 | 106
Shenzhen pilot ETS | ETS | Shenzhen |  | 3.5206 |  |  |  | 1.12 |  |  | French Guiana | 522 | 335 | 342 | 349 | 359
Singapore carbon tax | Carbon tax | Singapore | [5 empty] | 3.7136 |  |  | French Polynesia | 661 | 443 | 452 | 460 | 474
Slovenia carbon tax | Carbon tax | Slovenia | [5 empty] | 20.3206 |  |  | Gabon | 634 | 439 | 448 | 457 | 470
South Africa carbon tax | Carbon tax | South Africa |  | 7.3764 |  |  |  | 9.1509 |  |  | Gambia (Republic of The) | 736 | 643 | 656 | 668 | 688
Spain carbon tax | Carbon tax | Spain | [5 empty] | 17.619 |  |  | Georgia | 278 | 195 | 199 | 202 | 208
Sweden carbon tax | Carbon tax | Sweden |  | 133.2587 |  |  |  | 137.2432 |  |  | Germany | 596 | 366 | 373 | 380 | 391
Switzerland ETS | ETS | Switzerland |  | 19.7863 |  |  |  | 46.1031 |  |  | Ghana | 509 | 360 | 367 | 374 | 385
Switzerland carbon tax | Carbon tax | Switzerland | [5 empty] | 101.4746 |  |  | Gibraltar (U.K.) | 646 | 398 | 406 | 414 | 426
TCI-P ETS | ETS | TCI | [8 empty] | Greece | 611 | 449 | 458 | 467 | 480
Taiwan ETS | ETS | Taiwan | [8 empty] | Greenland | 633 | 367 | 374 | 381 | 392
Tamaulipas carbon tax | Carbon tax | Tamaulipas | [5 empty] | 12.7202 |  |  | Grenada | 704 | 557 | 568 | 579 | 596
Thailand undecided | ETS | Thailand | [8 empty] | Guadeloupe (France) | 666 | 454 | 463 | 472 | 486
Tianjin pilot ETS | ETS | Tianjin |  | 3.7849 |  |  |  | 3.8044 |  |  | Guam | 663 | 447 | 456 | 465 | 478
Tokyo CaT | ETS | Tokyo |  | 5.7285 |  |  |  | 4.8741 |  |  | Guatemala | 564 | 402 | 410 | 418 | 430
Turkey ETS | ETS | Turkey | [8 empty] | Guinea | 677 | 484 | 494 | 504 | 518
UK carbon price support | Carbon tax | United Kingdom | [5 empty] | 24.795 |  |  | Guinea Bissau | 741 | 656 | 669 | 682 | 702
Ukraine ETS | ETS | Ukraine | [8 empty] | Guyana | 723 | 607 | 619 | 632 | 650
Ukraine carbon tax | Carbon tax | Ukraine | [5 empty] | 0.35942 |  |  | Haiti | 829 | 703 | 717 | 731 | 752
United Kingdom undecided | Undecided | United Kingdom | [8 empty] | Honduras | 654 | 473 | 482 | 492 | 506
Vietnam ETS | ETS | Vietnam | [8 empty] | Hong Kong, China (SAR) | 576 | 396 | 404 | 412 | 424
Virginia ETS | ETS | Virginia | [8 empty] | Hungary | 318 | 248 | 253 | 258 | 265
Washington ETS | ETS | Washington | [8 empty] | Iceland | 16 | 43 | 44 | 45 | 46
Zacatecas carbon tax | Carbon tax | Zacatecas |  | 11.8024 |  |  |  | 12.2309 |  |  | India | 878 | 673 | 686 | 700 | 720
[11 empty] | Indonesia | 677 | 637 | 650 | 663 | 682
[11 empty] | Iran (Islamic Republic of) | 570 | 470 | 480 | 489 | 503
[7 empty] | Average: |  |  |  | Iraq | 1159 | 934 | 953 | 971 | 999
[11 empty] | Ireland | 328 | 226 | 230 | 235 | 241
[11 empty] | Isle of Man | 391 | 303 | 309 | 315 | 324
[11 empty] | Israel | 391 | 303 | 309 | 315 | 324
[11 empty] | Italy | 359 | 252 | 257 | 262 | 269
[11 empty] | Jamaica | 672 | 543 | 553 | 564 | 581
[11 empty] | Japan | 456 | 381 | 389 | 396 | 408
[11 empty] | Jordan | 607 | 516 | 526 | 536 | 552
[11 empty] | Kazakhstan | 817 | 653 | 666 | 680 | 699
[11 empty] | Kenya | 478 | 317 | 323 | 330 | 339
[11 empty] | Kiribati | 721 | 602 | 614 | 626 | 645
[11 empty] | Korea (North), Dem. People's Rep. of | 622 | 407 | 415 | 423 | 435
[11 empty] | Republic of Korea | 442 | 291 | 297 | 303 | 311
[11 empty] | Kosovo | 1005 | 832 | 849 | 866 | 891
[11 empty] | Kuwait | 578 | 407 | 415 | 423 | 435
[11 empty] | Kyrgyzstan | 218 | 156 | 159 | 162 | 167
[11 empty] | Lao People’s Democratic Republic | 549 | 366 | 373 | 380 | 391
[11 empty] | Latvia | 245 | 177 | 181 | 184 | 189
[11 empty] | Lebanon | 697 | 552 | 563 | 574 | 591
[11 empty] | Lesotho | 16 | 43 | 44 | 45 | 46
[11 empty] | Liberia | 574 | 407 | 415 | 423 | 436
[11 empty] | Libya | 632 | 538 | 549 | 559 | 575
[11 empty] | Liechtenstein | 135 | 97 | 99 | 101 | 104
[11 empty] | Lithuania | 302 | 215 | 219 | 224 | 230
[11 empty] | Luxembourg | 301 | 191 | 195 | 198 | 204
[11 empty] | Macau | 370 | 239 | 244 | 248 | 256
[11 empty] | North Macedonia | 921 | 691 | 705 | 718 | 739
[11 empty] | Madagascar | 538 | 377 | 385 | 393 | 404
[11 empty] | Madeira (Portugal) | 673 | 474 | 483 | 493 | 507
[11 empty] | Malawi | 16 | 43 | 44 | 45 | 46
[11 empty] | Malaysia | 551 | 470 | 480 | 489 | 503
[11 empty] | Maldives | 703 | 553 | 564 | 575 | 592
[11 empty] | Mali | 702 | 550 | 561 | 572 | 588
[11 empty] | Malta | 652 | 456 | 465 | 474 | 488
[11 empty] | Marshall Islands | 724 | 610 | 623 | 635 | 653
[11 empty] | Martinique (France) | 671 | 468 | 478 | 487 | 501
[11 empty] | Mauritania | 687 | 512 | 522 | 533 | 548
[11 empty] | Mauritius | 651 | 552 | 563 | 574 | 591
[11 empty] | Mayotte (France) | 700 | 545 | 556 | 567 | 583
[11 empty] | Mexico | 450 | 320 | 326 | 332 | 342
[11 empty] | Micronesia | 724 | 610 | 622 | 634 | 653
[11 empty] | Republic of Moldova | 503 | 436 | 445 | 454 | 467
[11 empty] | Monaco | 16 | 43 | 44 | 45 | 46
[11 empty] | Mongolia | 1272 | 1049 | 1070 | 1091 | 1122
[11 empty] | Montenegro | 830 | 544 | 554 | 565 | 582
[11 empty] | Montserrat | 699 | 542 | 553 | 564 | 580
[11 empty] | Morocco | 612 | 551 | 562 | 573 | 589
[11 empty] | Mozambique | 172 | 128 | 131 | 133 | 137
[11 empty] | Myanmar | 518 | 367 | 374 | 382 | 393
[11 empty] | Namibia | 195 | 134 | 136 | 139 | 143
[11 empty] | Nauru | 708 | 568 | 579 | 590 | 607
[11 empty] | Nepal | 16 | 43 | 44 | 45 | 46
[11 empty] | Netherlands | 280 | 221 | 226 | 230 | 237
[11 empty] | Netherlands Antilles | 677 | 485 | 495 | 505 | 519
[11 empty] | New Caledonia (France) | 652 | 417 | 426 | 434 | 447
[11 empty] | New Zealand | 235 | 160 | 163 | 166 | 171
[11 empty] | Nicaragua | 606 | 429 | 438 | 446 | 459
[11 empty] | Niger | 761 | 749 | 764 | 779 | 801
[11 empty] | Nigeria | 477 | 395 | 403 | 411 | 423
[11 empty] | Niue | 529 | 355 | 362 | 369 | 380
[11 empty] | Northern Mariana Islands (U.S.) | 678 | 486 | 496 | 505 | 520
[11 empty] | Norway | 55 | 61 | 62 | 64 | 65
[11 empty] | Oman | 494 | 381 | 389 | 396 | 408
[11 empty] | Pakistan | 594 | 453 | 463 | 472 | 485
[11 empty] | Palau | 694 | 530 | 541 | 552 | 567
[11 empty] | Panama | 551 | 361 | 368 | 375 | 386
[11 empty] | Papua New Guinea | 671 | 468 | 477 | 487 | 501
[11 empty] | Paraguay | 16 | 43 | 44 | 45 | 46
[11 empty] | Peru | 424 | 301 | 307 | 313 | 322
[11 empty] | Philippines | 543 | 489 | 499 | 508 | 523
[11 empty] | Poland | 765 | 568 | 579 | 591 | 608
[11 empty] | Portugal | 366 | 263 | 268 | 273 | 281
[11 empty] | Puerto Rico (U.S.) | 548 | 390 | 398 | 405 | 417
[11 empty] | Qatar | 424 | 276 | 281 | 287 | 295
[11 empty] | Reunion (France) | 658 | 430 | 439 | 447 | 460
[11 empty] | Romania | 455 | 332 | 339 | 345 | 355
[11 empty] | Russian Federation | 461 | 352 | 359 | 366 | 377
[11 empty] | Rwanda | 643 | 461 | 470 | 479 | 493
[11 empty] | Saint Helena (U.K.) | 488 | 310 | 316 | 322 | 331
[11 empty] | Saint Kitts and Nevis | 684 | 502 | 512 | 522 | 537
[11 empty] | Saint Lucia | 706 | 561 | 572 | 584 | 601
[11 empty] | Saint Martin (France) | 678 | 487 | 497 | 506 | 521
[11 empty] | Saint Pierre and Miquelon (France) | 658 | 432 | 441 | 450 | 463
[11 empty] | Saint Vincent and Grenadines | 691 | 521 | 531 | 542 | 557
[11 empty] | Samoa | 667 | 459 | 468 | 477 | 491
[11 empty] | San Marino | 16 | 43 | 44 | 45 | 46
[11 empty] | Sao Tomé & Principe | 694 | 530 | 541 | 551 | 567
[11 empty] | Saudi Arabia | 650 | 475 | 484 | 494 | 508
[11 empty] | Senegal | 674 | 568 | 579 | 590 | 607
[11 empty] | Serbia | 938 | 690 | 704 | 718 | 739
[11 empty] | Seychelles | 689 | 516 | 526 | 536 | 552
[11 empty] | Sierra Leone | 641 | 455 | 464 | 473 | 487
[11 empty] | Singapore | 366 | 249 | 254 | 259 | 266
[11 empty] | Sint Martin (Netherlands) | 671 | 469 | 478 | 488 | 502
[11 empty] | Slovakia | 285 | 201 | 206 | 210 | 216
[11 empty] | Slovenia | 536 | 329 | 335 | 342 | 352
[11 empty] | Solomon Islands | 732 | 631 | 643 | 656 | 675
[11 empty] | Somalia | 742 | 658 | 671 | 684 | 704
[11 empty] | South Africa | 1008 | 831 | 847 | 864 | 889
[11 empty] | South Sudan | 844 | 743 | 757 | 772 | 795
[11 empty] | Spain | 342 | 236 | 241 | 245 | 253
[11 empty] | Sri Lanka | 615 | 468 | 477 | 487 | 501
[11 empty] | Sudan | 530 | 352 | 359 | 366 | 377
[11 empty] | Suriname | 741 | 485 | 495 | 504 | 519
[11 empty] | Sweden | 60 | 64 | 65 | 67 | 69
[11 empty] | Switzerland | 39 | 55 | 56 | 58 | 59
[11 empty] | Syrian Arab Republic | 609 | 525 | 536 | 546 | 562
[11 empty] | Taipei (Chinese) | 482 | 365 | 372 | 379 | 390
[11 empty] | Tajikistan | 57 | 63 | 64 | 66 | 68
[11 empty] | United Republic of Tanzania | 620 | 477 | 486 | 496 | 510
[11 empty] | Thailand | 428 | 390 | 397 | 405 | 417
[11 empty] | Timor-Leste | 732 | 630 | 643 | 655 | 674
[11 empty] | Togo | 527 | 341 | 348 | 355 | 365
[11 empty] | Tonga | 714 | 583 | 595 | 606 | 624
[11 empty] | Trinidad and Tobago | 561 | 424 | 433 | 441 | 454
[11 empty] | Tunisia | 470 | 404 | 412 | 420 | 432
[11 empty] | Turkey | 360 | 320 | 326 | 333 | 342
[11 empty] | Turkmenistan | 850 | 691 | 705 | 719 | 739
[11 empty] | Turks and Caicos Islands (U.K.) | 671 | 468 | 478 | 487 | 501
[11 empty] | Tuvalu | 693 | 528 | 539 | 549 | 565
[11 empty] | Uganda | 201 | 140 | 142 | 145 | 149
[11 empty] | Ukraine | 738 | 525 | 536 | 546 | 562
[11 empty] | United Arab Emirates | 522 | 353 | 360 | 367 | 378
[11 empty] | United Kingdom of Great Britain and Northern Ireland | 358 | 252 | 257 | 262 | 270
[11 empty] | United States of America | 418 | 285 | 290 | 296 | 305
[11 empty] | Uruguay | 237 | 158 | 161 | 164 | 169
[11 empty] | Uzbekistan | 610 | 506 | 516 | 526 | 542
[11 empty] | Vanatu | 634 | 371 | 378 | 385 | 397
[11 empty] | Venezuela, Bolivarian Republic of | 534 | 345 | 352 | 358 | 369
[11 empty] | Viet Nam | 385 | 356 | 363 | 370 | 381
[11 empty] | Virgin Islands (U.S.) | 560 | 375 | 382 | 390 | 401
[11 empty] | West Bank and Gaza | 730 | 625 | 638 | 650 | 669
[11 empty] | Yemen | 724 | 636 | 649 | 662 | 681
[11 empty] | Zambia | 129 | 99 | 101 | 103 | 106
[11 empty] | Zanzibar (Tanzania) | 739 | 648 | 661 | 674 | 694
[11 empty] | Zimbabwe | 1302 | 883 | 900 | 918 | 944
[11 empty] | EU 28 | 399 | 266 | 271 | 277 | 285

## Results (hidden)
Country | Investment Needed, Nominal | Annual Network Savings, Fully Implemented | Annual Investment for 2023-2028 (six years) | NPV of Investment, 2023-2028 | NPV of Savings, 2023-2035 | Annual Energy Savings (kWh) | Annual CO2 Savings (metric tonnes) | Annual CO2 Value (@US$24.27/tonne)
Tanzania | 8562200 | 1732638.9984 | 1427033.3333 | 7124763.6466 | 9421323.7662 | 17326389.984 | 2373.7154 | 57610.0734
TOTAL: | 8562200 | 1732638.9984 | 1427033.3333 | 7124763.6466 | 9421323.7662 | 17326389.984 | 2373.7154 | 57610.0734